## MS
MFG NAME | CATEGORY | COLLECTION | MFG STATUS | PRODUCT NAME | UPC | GTIN | COLOR/FINISH | PRODUCT DESCRIPTION | LIST PRICE | MAP PRICE | EFFECTIVE PRICE DATE | MAP STRICTLY ENFORCED | PRODUCT WEIGHT | PRODUCT LENGTH | PRODUCT WIDTH | PRODUCT HEIGHT/DEPTH | PRODUCT DIMENSIONS | SHIPPING WEIGHT | SHIPPING LENGTH | SHIPPING WIDTH | SHIPPING HEIGHT/DEPTH | SHIPPING DIMENSIONS | MARKETING COPY | BULLET 1 | BULLET 2 | BULLET 3 | BULLET 4 | BULLET 5 | BULLET 6 | BULLET 7 | BULLET 8 | BULLET 9 | BULLET 10 | KW | WATTS | VOLTS | AMPS | PHASE | WIRE GAUGE | COMPATIBLE GENERATOR | OPTIONAL ACCESSORIES | LIQUID VOLUME | SCENT | BRAND LOGO IMAGE | IMAGES 1 | IMAGES 2 | IMAGES SIDE | VIDEO BRAND | VIDEO BENEFITS | VIDEO PROMOTIONAL | VIDEO INSTALLATION | PLANNING GUIDE | BENEFITS BROCHURE | STEAM BENEFITS BROCHURE | WERCSMART WPS ID | CHEMICAL & CAS # | COUNTRY OF ORIGIN | WARRANTY | SUPPLIER LEAD TIME | Technical Specifications | Installation & Operation Manual | GENERAL INSTALLATION GUIDELINES | CLOCK | CONSTRUCTION MATERIAL | CERTIFICATIONS & LISTINGS | STEAM HEAD INCLUDED? | STEAM PRODUCTION TIME (MIN) | MOUNTABLE INSIDE STEAM SHOWER? | CONTAINS WOOD? | HARDWIRED? | ADJUSTABLE SESSION SETTINGS? | ADJUSTABLE TEMPERATURE CONTROL? | MAXIMUM TIME SETTINGS | MAXIMUM TEMPERATURE SETTINGS | INSTALLATION TYPE | BATTERY? | SELL PACKAGE QTY & UOM | PROP. 65? | NESTABLE? | LABELED WITH AGE? MARKED FOR CHILDREN? | WILL CHILDREN BE EXPOSED TO PRODUCT? | CONTAINS: PESTICIDE/AEROSOL? | CONTAINS: LIQUID/CHEMICAL? | TOXIC CHARACTERISTICS LEACHING PROCEDURE (TCLP) REPORT FOR HAZMAT | SHIP TYPE | FREIGHT CLASS | LINE FUSE | LIQUID CAPACITY | DRAIN LOCATION | DRAIN OPENING | PIPE FITTING & TUBING | MAXIMUM PRESSURE | END CONNECTION TYPE | AUTOMATIC SHUT-OFF | FUEL TYPE/POWER OPTIONS | ROOM VOLUME (CU. FT.) | GPM | GPC | MSDS SHEET | BTU | MBH | ECO LOGO CERTIFIED? | HORSEPOWER | IGNITION SYSTEM | INLET/OUTLET | RPM | ANSI | ASME | ASSE | ASTM | BAA | CARB/OTC/LEED | CSA | EPA | ETL | FM APPROVED? | GSA APPROVED? | IAMPO LISTED? | ISO SPECS | MA APPROVED? | NSF SPECS | NSF CERTIFIED? | RESTRICTIONS: LOCAL & STATE | SERIALIZED ITEM? | GREEN PRODUCT? | PRICE SHEET PUBLISHED DATE | PRICE SHEET NAME | SCREEN SIZE
103810 | OIL | Essential Oil | ACTIVE (ECOM) | Eucalyptus Essential Oil 10ml bottle for use with Steam Head and Towel Warmer wells | 767931900013 | 00767931900013 | N/A | Eucalyptus Essential Oil 10ml bottle for use with SteamHead and Towel Warmer wells | 35 | 24.5 | 2019-04-01 | Yes | 0.1 | 1 | 1 | 2.7 | 1 x 1 x 2.7 | 1 | 10 | 7 | 4 | 10 x 7 x 4 | Aromatherapy has been recognized for centuries as having potentially profound healing effects. Aromatherapy was mankind’s first medicine, a holistic practice of caring for the body using botanical oils. Essential oils can help awaken and stimulate, or relax and promote better sleep. The MrSteam Aromas are a unique collection of natural fragrances, available in 10 ml. bottles, that enrich the steam experience. Each aromatic oil offers a distinct fragrance with characteristic benefits. | Pure essential oils made from natural plant extracts | 10 ml bottles with integral dropper | For use with towel warmer and steam head wells | Available as a 5-pack, one of each fragrance | [6 empty] | N/A | N/A | N/A | N/A | NO | N/A | N/A | N/A | 0.34 FL. OZ | EUCALYPTUS | https://cdn.intelligencebank.com/us/share/B3R/KeX0/21y6/original/steam-logo-white.jpg | http://public2.intelligencebank.com/e2c56f829e1e5d82347c365bf31980f6/d5119b5c18a52ff96d267568db9d3e36/103810.jpg | N/A | N/A | https://vimeo.com/58153234 | https://vimeo.com/58153232 | N/A | N/A | http://prodrep.mrsteam.com/DocumentResources/d1f0ef4a-aa86-4f9f-b8e4-ceba8ace31f3.pdf | N/A | N/A | N/A | N/A | UNITED STATES | N/A | 72 HOURS | N/A | http://prodrep.mrsteam.com/DocumentResources/dbf9b371-c64f-4b20-88ef-04c596ef0735.pdf | http://prodrep.mrsteam.com/DocumentResources/fb82c221-da8d-4d90-ae1e-66670ba7542f.pdf | NO | Oil | N/A | NO | N/A | NO | NO | YES | NO | NO | N/A | N/A | No Installation Needed | NO | 1; EA | NO | NO | NO | NO | PESTICIDE/AEROSOL: NO | CHEMICAL/SOLVENT: YES | Lead: No Mercury: No Silver: No Cadmium: No Chromium: No Barium: No Arsenic: No Selenium: No | PARCEL | 70 | N/A | N/A | N/A | N/A | N/A | N/A | N/A | N/A | N/A | N/A | N/A | N/A | YES | N/A | N/A | N/A | N/A | N/A | N/A | N/A | N/A | N/A | N/A | N/A | N/A | N/A | N/A | N/A | N/A | N/A | N/A | N/A | N/A | N/A | N/A | N/A | NO | NO | NO | 2017-06-24 | Mr. Steam Price Book 2017 | N/A
103811 | OIL | Essential Oil | ACTIVE (ECOM) | Lavender Essential Oil 10ml bottle for use with Steam Head and Towel Warmer wells | 767931900020 | 00767931900020 | N/A | Lavender Essential Oil 10ml bottle for use with SteamHead and Towel Warmer wells | 35 | 24.5 | 2019-04-01 | Yes | 0.1 | 1 | 1 | 2.7 | 1 x 1 x 2.7 | 1 | 10 | 7 | 4 | 10 x 7 x 4 | Aromatherapy has been recognized for centuries as having potentially profound healing effects. Aromatherapy was mankind’s first medicine, a holistic practice of caring for the body using botanical oils. Essential oils can help awaken and stimulate, or relax and promote better sleep. The MrSteam Aromas are a unique collection of natural fragrances, available in 10 ml. bottles, that enrich the steam experience. Each aromatic oil offers a distinct fragrance with characteristic benefits. | Pure essential oils made from natural plant extracts | 10 ml bottles with integral dropper | For use with towel warmer and steam head wells | Available as a 5-pack, one of each fragrance | [6 empty] | N/A | N/A | N/A | N/A | NO | N/A | N/A | N/A | 0.34 FL. OZ | LAVENDER | https://cdn.intelligencebank.com/us/share/B3R/KeX0/21y6/original/steam-logo-white.jpg | http://public2.intelligencebank.com/e2c56f829e1e5d82347c365bf31980f6/6f201c46344d1df7321e9f051c57f757/103811.jpg | N/A | N/A | https://vimeo.com/58153234 | https://vimeo.com/58153232 | N/A | N/A | http://prodrep.mrsteam.com/DocumentResources/d1f0ef4a-aa86-4f9f-b8e4-ceba8ace31f3.pdf | N/A | N/A | N/A | N/A | UNITED STATES | N/A | 72 HOURS | N/A | http://prodrep.mrsteam.com/DocumentResources/dbf9b371-c64f-4b20-88ef-04c596ef0735.pdf | http://prodrep.mrsteam.com/DocumentResources/fb82c221-da8d-4d90-ae1e-66670ba7542f.pdf | NO | Oil | N/A | NO | N/A | NO | NO | YES | NO | NO | N/A | N/A | No Installation Needed | NO | 1; EA | NO | NO | NO | NO | PESTICIDE/AEROSOL: NO | CHEMICAL/SOLVENT: YES | Lead: No Mercury: No Silver: No Cadmium: No Chromium: No Barium: No Arsenic: No Selenium: No | PARCEL | 70 | N/A | N/A | N/A | N/A | N/A | N/A | N/A | N/A | N/A | N/A | N/A | N/A | YES | N/A | N/A | N/A | N/A | N/A | N/A | N/A | N/A | N/A | N/A | N/A | N/A | N/A | N/A | N/A | N/A | N/A | N/A | N/A | N/A | N/A | N/A | N/A | NO | NO | NO | 2017-06-24 | Mr. Steam Price Book 2017 | N/A
103812 | OIL | Essential Oil | ACTIVE (ECOM) | Evergreen Essential Oil 10ml bottle for use with Steam Head and Towel Warmer wells | 767931900037 | 00767931900037 | N/A | Evergreen Essential Oil 10ml bottle for use with SteamHead and Towel Warmer wells | 35 | 24.5 | 2019-04-01 | Yes | 0.1 | 1 | 1 | 2.7 | 1 x 1 x 2.7 | 1 | 10 | 7 | 4 | 10 x 7 x 4 | Aromatherapy has been recognized for centuries as having potentially profound healing effects. Aromatherapy was mankind’s first medicine, a holistic practice of caring for the body using botanical oils. Essential oils can help awaken and stimulate, or relax and promote better sleep. The MrSteam Aromas are a unique collection of natural fragrances, available in 10 ml. bottles, that enrich the steam experience. Each aromatic oil offers a distinct fragrance with characteristic benefits. | Pure essential oils made from natural plant extracts | 10 ml bottles with integral dropper | For use with towel warmer and steam head wells | Available as a 5-pack, one of each fragrance | [6 empty] | N/A | N/A | N/A | N/A | NO | N/A | N/A | N/A | 0.34 FL. OZ | EVERGREEN | https://cdn.intelligencebank.com/us/share/B3R/KeX0/21y6/original/steam-logo-white.jpg | http://public2.intelligencebank.com/e2c56f829e1e5d82347c365bf31980f6/b71d1b4bd615ff5d74556250e471a575/103812.jpg | N/A | N/A | https://vimeo.com/58153234 | https://vimeo.com/58153232 | N/A | N/A | http://prodrep.mrsteam.com/DocumentResources/d1f0ef4a-aa86-4f9f-b8e4-ceba8ace31f3.pdf | N/A | N/A | N/A | N/A | UNITED STATES | N/A | 72 HOURS | N/A | http://prodrep.mrsteam.com/DocumentResources/dbf9b371-c64f-4b20-88ef-04c596ef0735.pdf | http://prodrep.mrsteam.com/DocumentResources/fb82c221-da8d-4d90-ae1e-66670ba7542f.pdf | NO | Oil | N/A | NO | N/A | NO | NO | YES | NO | NO | N/A | N/A | No Installation Needed | NO | 1; EA | NO | NO | NO | NO | PESTICIDE/AEROSOL: NO | CHEMICAL/SOLVENT: YES | Lead: No Mercury: No Silver: No Cadmium: No Chromium: No Barium: No Arsenic: No Selenium: No | PARCEL | 70 | N/A | N/A | N/A | N/A | N/A | N/A | N/A | N/A | N/A | N/A | N/A | N/A | YES | N/A | N/A | N/A | N/A | N/A | N/A | N/A | N/A | N/A | N/A | N/A | N/A | N/A | N/A | N/A | N/A | N/A | N/A | N/A | N/A | N/A | N/A | N/A | NO | NO | NO | 2017-06-24 | Mr. Steam Price Book 2017 | N/A
103813 | OIL | Essential Oil | ACTIVE (ECOM) | Energizing Mint Essential Oil 10ml bottle for use with Steam Head and Towel Warmer wells | 767931900044 | 00767931900044 | N/A | Energizing Mint Essential Oil 10ml bottle for use with SteamHead and Towel Warmer wells | 35 | 24.5 | 2019-04-01 | Yes | 0.1 | 1 | 1 | 2.7 | 1 x 1 x 2.7 | 1 | 10 | 7 | 4 | 10 x 7 x 4 | Aromatherapy has been recognized for centuries as having potentially profound healing effects. Aromatherapy was mankind’s first medicine, a holistic practice of caring for the body using botanical oils. Essential oils can help awaken and stimulate, or relax and promote better sleep. The MrSteam Aromas are a unique collection of natural fragrances, available in 10 ml. bottles, that enrich the steam experience. Each aromatic oil offers a distinct fragrance with characteristic benefits. | Pure essential oils made from natural plant extracts | 10 ml bottles with integral dropper | For use with towel warmer and steam head wells | Available as a 5-pack, one of each fragrance | [6 empty] | N/A | N/A | N/A | N/A | NO | N/A | N/A | N/A | 0.34 FL. OZ | MINT | https://cdn.intelligencebank.com/us/share/B3R/KeX0/21y6/original/steam-logo-white.jpg | http://public2.intelligencebank.com/e2c56f829e1e5d82347c365bf31980f6/e7fc81d7add22ffd13c0f450a6ae5d68/103813.jpg | N/A | N/A | https://vimeo.com/58153234 | https://vimeo.com/58153232 | N/A | N/A | http://prodrep.mrsteam.com/DocumentResources/d1f0ef4a-aa86-4f9f-b8e4-ceba8ace31f3.pdf | N/A | N/A | N/A | N/A | UNITED STATES | N/A | 72 HOURS | N/A | http://prodrep.mrsteam.com/DocumentResources/dbf9b371-c64f-4b20-88ef-04c596ef0735.pdf | http://prodrep.mrsteam.com/DocumentResources/fb82c221-da8d-4d90-ae1e-66670ba7542f.pdf | NO | Oil | N/A | NO | N/A | NO | NO | YES | NO | NO | N/A | N/A | No Installation Needed | NO | 1; EA | NO | NO | NO | NO | PESTICIDE/AEROSOL: NO | CHEMICAL/SOLVENT: YES | Lead: No Mercury: No Silver: No Cadmium: No Chromium: No Barium: No Arsenic: No Selenium: No | PARCEL | 70 | N/A | N/A | N/A | N/A | N/A | N/A | N/A | N/A | N/A | N/A | N/A | N/A | YES | N/A | N/A | N/A | N/A | N/A | N/A | N/A | N/A | N/A | N/A | N/A | N/A | N/A | N/A | N/A | N/A | N/A | N/A | N/A | N/A | N/A | N/A | N/A | NO | NO | NO | 2017-06-24 | Mr. Steam Price Book 2017 | N/A
103814 | OIL | Essential Oil | ACTIVE (ECOM) | Breathe Essential Oil 10ml bottle for use with Steam Head and Towel Warmer wells | 767931900051 | 00767931900051 | N/A | Breathe Essential Oil 10ml bottle for use with SteamHead and Towel Warmer wells | 35 | 24.5 | 2019-04-01 | Yes | 0.1 | 1 | 1 | 2.7 | 1 x 1 x 2.7 | 1 | 10 | 7 | 4 | 10 x 7 x 4 | Aromatherapy has been recognized for centuries as having potentially profound healing effects. Aromatherapy was mankind’s first medicine, a holistic practice of caring for the body using botanical oils. Essential oils can help awaken and stimulate, or relax and promote better sleep. The MrSteam Aromas are a unique collection of natural fragrances, available in 10 ml. bottles, that enrich the steam experience. Each aromatic oil offers a distinct fragrance with characteristic benefits. | Pure essential oils made from natural plant extracts | 10 ml bottles with integral dropper | For use with towel warmer and steam head wells | Available as a 5-pack, one of each fragrance | [6 empty] | N/A | N/A | N/A | N/A | NO | N/A | N/A | N/A | 0.34 FL. OZ | BREATHE | https://cdn.intelligencebank.com/us/share/B3R/KeX0/21y6/original/steam-logo-white.jpg | http://public2.intelligencebank.com/e2c56f829e1e5d82347c365bf31980f6/58b03ec80de69ca27baef9982cd93162/103814.jpg | N/A | N/A | https://vimeo.com/58153234 | https://vimeo.com/58153232 | N/A | N/A | http://prodrep.mrsteam.com/DocumentResources/d1f0ef4a-aa86-4f9f-b8e4-ceba8ace31f3.pdf | N/A | N/A | N/A | N/A | UNITED STATES | N/A | 72 HOURS | N/A | http://prodrep.mrsteam.com/DocumentResources/dbf9b371-c64f-4b20-88ef-04c596ef0735.pdf | http://prodrep.mrsteam.com/DocumentResources/fb82c221-da8d-4d90-ae1e-66670ba7542f.pdf | NO | Oil | N/A | NO | N/A | NO | NO | YES | NO | NO | N/A | N/A | No Installation Needed | NO | 1; EA | NO | NO | NO | NO | PESTICIDE/AEROSOL: NO | CHEMICAL/SOLVENT: YES | Lead: No Mercury: No Silver: No Cadmium: No Chromium: No Barium: No Arsenic: No Selenium: No | PARCEL | 70 | N/A | N/A | N/A | N/A | N/A | N/A | N/A | N/A | N/A | N/A | N/A | N/A | YES | N/A | N/A | N/A | N/A | N/A | N/A | N/A | N/A | N/A | N/A | N/A | N/A | N/A | N/A | N/A | N/A | N/A | N/A | N/A | N/A | N/A | N/A | N/A | NO | NO | NO | 2017-06-24 | Mr. Steam Price Book 2017 | N/A
103867 | ACCESSORY | Individual Parts | ACTIVE (ECOM) | Condensation Pan | 767931200434 | 00767931200434 | N/A | Condensation Pan for Mr. Steam Generators | 150 | 105 | 2019-04-01 | Yes | 3 | 25 | 9 | 1.5 | 25 x 9 x 1.5 | 3 | 26 | 9 | 3 | 26 x 9 x 3 | Sitting under our e-Series Generators, the Condensation Pan protects bathrooms from potential water escape. Just locate the condensation pan on a solid level surface and place the steam generator inside the condensation pan. Insure the steam generator is level. Condensation pan drains by gravity. | Installs beneath the steam generator and connects to an approved drain line to collect and direct a potential water accumulation or leak | Built in brackets raise the Steam Generator above the bottom of the pan | Measures 25”L x 9”W x 1 ½”H | Compatible with all Mr. Steam generators | [6 empty] | N/A | N/A | N/A | N/A | NO | N/A | All eSeries Generators | N/A | N/A | N/A | https://cdn.intelligencebank.com/us/share/B3R/KeX0/21y6/original/steam-logo-white.jpg | http://public2.intelligencebank.com/e2c56f829e1e5d82347c365bf31980f6/2f04253aff45176875cc8e6878f979f8/103867.jpg | N/A | N/A | https://vimeo.com/58153234 | https://vimeo.com/58153232 | N/A | N/A | http://prodrep.mrsteam.com/DocumentResources/d1f0ef4a-aa86-4f9f-b8e4-ceba8ace31f3.pdf | N/A | http://prodrep.mrsteam.com/DocumentResources/278f8bd4-e4dd-4dc6-bbf8-9b48e09be4aa.pdf | N/A | N/A | UNITED STATES | http://prodrep.mrsteam.com/DocumentResources/d6a61c17-60ee-4efc-b1ec-4fa4cb6c55b8.pdf | 72 HOURS | http://prodrep.mrsteam.com/DocumentResources/c566466a-4819-4364-b47b-9ec1e71d3f77.pdf | N/A | http://prodrep.mrsteam.com/DocumentResources/fb82c221-da8d-4d90-ae1e-66670ba7542f.pdf | NO | Metal | N/A | NO | N/A | YES | NO | YES | NO | NO | N/A | N/A | Wall-Mount or Floor-Mount | NO | 1; EA | NO | NO | NO | NO | PESTICIDE/AEROSOL: NO | CHEMICAL/SOLVENT: NO | Lead: No Mercury: No Silver: No Cadmium: No Chromium: No Barium: No Arsenic: No Selenium: No | PARCEL | 70 | N/A | N/A | N/A | N/A | N/A | N/A | N/A | N/A | N/A | N/A | N/A | N/A | NO | N/A | N/A | N/A | N/A | N/A | N/A | N/A | N/A | N/A | N/A | N/A | N/A | N/A | N/A | N/A | N/A | N/A | N/A | N/A | N/A | N/A | N/A | N/A | NO | NO | NO | 2017-06-24 | Mr. Steam Price Book 2017 | N/A
104006 | OIL | Chakra Oil | ACTIVE (ECOM) | Red Vitality Chakra Oil 10ml bottle for use with Steam Head and Towel Warmer wells | 767931160172 | 00767931160172 | N/A | Red Vitality Chakra Oil 10ml bottle for use with SteamHead and Towel Warmer wells | 40 | 28 | 2019-04-01 | Yes | 0.1 | 1 | 1 | 2.7 | 1 x 1 x 2.7 | 1 | 10 | 7 | 4 | 10 x 7 x 4 | MrSteam® introduces specially formulated essential oils extracted from organic flowers and plant material. The MrSteam Chakra blends may support the body's specific needs. Each MrSteam Chakra oil offers a unique fragrance with characteristic benefits. | Formulated to work in harmony with the ChromaSteam system's color settings | Made from organic plant and flower extracts | 10 ml bottles with integral dropper | For use with towel warmer and steam head wells | [6 empty] | N/A | N/A | N/A | N/A | NO | N/A | N/A | N/A | 0.34 FL. OZ | RED VITALITY | https://cdn.intelligencebank.com/us/share/B3R/KeX0/21y6/original/steam-logo-white.jpg | http://public2.intelligencebank.com/e2c56f829e1e5d82347c365bf31980f6/444ee032af9215bda33a510a8a8ab941/104006.jpg | N/A | N/A | https://vimeo.com/58153234 | https://vimeo.com/58153232 | N/A | N/A | http://prodrep.mrsteam.com/DocumentResources/d1f0ef4a-aa86-4f9f-b8e4-ceba8ace31f3.pdf | N/A | N/A | N/A | N/A | UNITED STATES | N/A | 72 HOURS | http://prodrep.mrsteam.com/DocumentResources/2c58532f-9174-4619-b251-eb39942a5c0c.pdf | http://prodrep.mrsteam.com/DocumentResources/dbf9b371-c64f-4b20-88ef-04c596ef0735.pdf | http://prodrep.mrsteam.com/DocumentResources/fb82c221-da8d-4d90-ae1e-66670ba7542f.pdf | NO | Oil | N/A | NO | N/A | NO | NO | YES | NO | NO | N/A | N/A | No Installation Needed | NO | 1; EA | NO | NO | NO | NO | PESTICIDE/AEROSOL: NO | CHEMICAL/SOLVENT: YES | Lead: No Mercury: No Silver: No Cadmium: No Chromium: No Barium: No Arsenic: No Selenium: No | PARCEL | 70 | N/A | N/A | N/A | N/A | N/A | N/A | N/A | N/A | N/A | N/A | N/A | N/A | YES | N/A | N/A | N/A | N/A | N/A | N/A | N/A | N/A | N/A | N/A | N/A | N/A | N/A | N/A | N/A | N/A | N/A | N/A | N/A | N/A | N/A | N/A | N/A | NO | NO | NO | 2017-06-24 | Mr. Steam Price Book 2017 | N/A
104007 | OIL | Chakra Oil | ACTIVE (ECOM) | Invigorating Orange Chakra Oil 10ml bottle for use with Steam Head and Towel Warmer wells | 767931160189 | 00767931160189 | N/A | Invigorating Orange Chakra Oil 10ml bottle for use with SteamHead and Towel Warmer wells | 40 | 28 | 2019-04-01 | Yes | 0.1 | 1 | 1 | 2.7 | 1 x 1 x 2.7 | 1 | 10 | 7 | 4 | 10 x 7 x 4 | MrSteam® introduces specially formulated essential oils extracted from organic flowers and plant material. The MrSteam Chakra blends may support the body's specific needs. Each MrSteam Chakra oil offers a unique fragrance with characteristic benefits. | Formulated to work in harmony with the ChromaSteam system's color settings | Made from organic plant and flower extracts | 10 ml bottles with integral dropper | For use with towel warmer and steam head wells | [6 empty] | N/A | N/A | N/A | N/A | NO | N/A | N/A | N/A | 0.34 FL. OZ | INVIGORATING ORANGE | https://cdn.intelligencebank.com/us/share/B3R/KeX0/21y6/original/steam-logo-white.jpg | http://public2.intelligencebank.com/e2c56f829e1e5d82347c365bf31980f6/b8a326dbd009434f5fe60ba033a1c7c2/104007.jpg | N/A | N/A | https://vimeo.com/58153234 | https://vimeo.com/58153232 | N/A | N/A | http://prodrep.mrsteam.com/DocumentResources/d1f0ef4a-aa86-4f9f-b8e4-ceba8ace31f3.pdf | N/A | N/A | N/A | N/A | UNITED STATES | N/A | 72 HOURS | http://prodrep.mrsteam.com/DocumentResources/2c58532f-9174-4619-b251-eb39942a5c0c.pdf | http://prodrep.mrsteam.com/DocumentResources/dbf9b371-c64f-4b20-88ef-04c596ef0735.pdf | http://prodrep.mrsteam.com/DocumentResources/fb82c221-da8d-4d90-ae1e-66670ba7542f.pdf | NO | Oil | N/A | NO | N/A | NO | NO | YES | NO | NO | N/A | N/A | No Installation Needed | NO | 1; EA | NO | NO | NO | NO | PESTICIDE/AEROSOL: NO | CHEMICAL/SOLVENT: YES | Lead: No Mercury: No Silver: No Cadmium: No Chromium: No Barium: No Arsenic: No Selenium: No | PARCEL | 70 | N/A | N/A | N/A | N/A | N/A | N/A | N/A | N/A | N/A | N/A | N/A | N/A | YES | N/A | N/A | N/A | N/A | N/A | N/A | N/A | N/A | N/A | N/A | N/A | N/A | N/A | N/A | N/A | N/A | N/A | N/A | N/A | N/A | N/A | N/A | N/A | NO | NO | NO | 2017-06-24 | Mr. Steam Price Book 2017 | N/A
104008 | OIL | Chakra Oil | ACTIVE (ECOM) | Yellow Awakening Chakra Oil 10ml bottle for use with Steam Head and Towel Warmer wells | 767931160196 | 00767931160196 | N/A | Yellow Awakening Chakra Oil 10ml bottle for use with SteamHead and Towel Warmer wells | 40 | 28 | 2019-04-01 | Yes | 0.1 | 1 | 1 | 2.7 | 1 x 1 x 2.7 | 1 | 10 | 7 | 4 | 10 x 7 x 4 | MrSteam® introduces specially formulated essential oils extracted from organic flowers and plant material. The MrSteam Chakra blends may support the body's specific needs. Each MrSteam Chakra oil offers a unique fragrance with characteristic benefits. | Formulated to work in harmony with the ChromaSteam system's color settings | Made from organic plant and flower extracts | 10 ml bottles with integral dropper | For use with towel warmer and steam head wells | [6 empty] | N/A | N/A | N/A | N/A | NO | N/A | N/A | N/A | 0.34 FL. OZ | YELLOW AWAKENING | https://cdn.intelligencebank.com/us/share/B3R/KeX0/21y6/original/steam-logo-white.jpg | http://public2.intelligencebank.com/e2c56f829e1e5d82347c365bf31980f6/da5f797506ac9d8b0c33211833b45cb8/104008.jpg | N/A | N/A | https://vimeo.com/58153234 | https://vimeo.com/58153232 | N/A | N/A | http://prodrep.mrsteam.com/DocumentResources/d1f0ef4a-aa86-4f9f-b8e4-ceba8ace31f3.pdf | N/A | N/A | N/A | N/A | UNITED STATES | N/A | 72 HOURS | http://prodrep.mrsteam.com/DocumentResources/2c58532f-9174-4619-b251-eb39942a5c0c.pdf | http://prodrep.mrsteam.com/DocumentResources/dbf9b371-c64f-4b20-88ef-04c596ef0735.pdf | http://prodrep.mrsteam.com/DocumentResources/fb82c221-da8d-4d90-ae1e-66670ba7542f.pdf | NO | Oil | N/A | NO | N/A | NO | NO | YES | NO | NO | N/A | N/A | No Installation Needed | NO | 1; EA | NO | NO | NO | NO | PESTICIDE/AEROSOL: NO | CHEMICAL/SOLVENT: YES | Lead: No Mercury: No Silver: No Cadmium: No Chromium: No Barium: No Arsenic: No Selenium: No | PARCEL | 70 | N/A | N/A | N/A | N/A | N/A | N/A | N/A | N/A | N/A | N/A | N/A | N/A | YES | N/A | N/A | N/A | N/A | N/A | N/A | N/A | N/A | N/A | N/A | N/A | N/A | N/A | N/A | N/A | N/A | N/A | N/A | N/A | N/A | N/A | N/A | N/A | NO | NO | NO | 2017-06-24 | Mr. Steam Price Book 2017 | N/A
104009 | OIL | Chakra Oil | ACTIVE (ECOM) | Green Harmony Chakra Oil 10ml bottle for use with Steam Head and Towel Warmer wells | 767931160202 | 00767931160202 | N/A | Green Harmony Chakra Oil 10ml bottle for use with SteamHead and Towel Warmer wells | 40 | 28 | 2019-04-01 | Yes | 0.1 | 1 | 1 | 2.7 | 1 x 1 x 2.7 | 1 | 10 | 7 | 4 | 10 x 7 x 4 | MrSteam® introduces specially formulated essential oils extracted from organic flowers and plant material. The MrSteam Chakra blends may support the body's specific needs. Each MrSteam Chakra oil offers a unique fragrance with characteristic benefits. | Formulated to work in harmony with the ChromaSteam system's color settings | Made from organic plant and flower extracts | 10 ml bottles with integral dropper | For use with towel warmer and steam head wells | [6 empty] | N/A | N/A | N/A | N/A | NO | N/A | N/A | N/A | 0.34 FL. OZ | GREEN HARMONY | https://cdn.intelligencebank.com/us/share/B3R/KeX0/21y6/original/steam-logo-white.jpg | http://public2.intelligencebank.com/e2c56f829e1e5d82347c365bf31980f6/76987f406799780a88a392e66ac32af1/104009.jpg | N/A | N/A | https://vimeo.com/58153234 | https://vimeo.com/58153232 | N/A | N/A | http://prodrep.mrsteam.com/DocumentResources/d1f0ef4a-aa86-4f9f-b8e4-ceba8ace31f3.pdf | N/A | N/A | N/A | N/A | UNITED STATES | N/A | 72 HOURS | http://prodrep.mrsteam.com/DocumentResources/2c58532f-9174-4619-b251-eb39942a5c0c.pdf | http://prodrep.mrsteam.com/DocumentResources/dbf9b371-c64f-4b20-88ef-04c596ef0735.pdf | http://prodrep.mrsteam.com/DocumentResources/fb82c221-da8d-4d90-ae1e-66670ba7542f.pdf | NO | Oil | N/A | NO | N/A | NO | NO | YES | NO | NO | N/A | N/A | No Installation Needed | NO | 1; EA | NO | NO | NO | NO | PESTICIDE/AEROSOL: NO | CHEMICAL/SOLVENT: YES | Lead: No Mercury: No Silver: No Cadmium: No Chromium: No Barium: No Arsenic: No Selenium: No | PARCEL | 70 | N/A | N/A | N/A | N/A | N/A | N/A | N/A | N/A | N/A | N/A | N/A | N/A | YES | N/A | N/A | N/A | N/A | N/A | N/A | N/A | N/A | N/A | N/A | N/A | N/A | N/A | N/A | N/A | N/A | N/A | N/A | N/A | N/A | N/A | N/A | N/A | NO | NO | NO | 2017-06-24 | Mr. Steam Price Book 2017 | N/A
104010 | OIL | Chakra Oil | ACTIVE (ECOM) | Celestial Blue Chakra Oil 10ml bottle for use with Steam Head and Towel Warmer wells | 767931160219 | 00767931160219 | N/A | Celestial Blue Chakra Oil 10ml bottle for use with SteamHead and Towel Warmer wells | 40 | 28 | 2019-04-01 | Yes | 0.1 | 1 | 1 | 2.7 | 1 x 1 x 2.7 | 1 | 10 | 7 | 4 | 10 x 7 x 4 | MrSteam® introduces specially formulated essential oils extracted from organic flowers and plant material. The MrSteam Chakra blends may support the body's specific needs. Each MrSteam Chakra oil offers a unique fragrance with characteristic benefits. | Formulated to work in harmony with the ChromaSteam system's color settings | Made from organic plant and flower extracts | 10 ml bottles with integral dropper | For use with towel warmer and steam head wells | [6 empty] | N/A | N/A | N/A | N/A | NO | N/A | N/A | N/A | 0.34 FL. OZ | CELESTIAL BLUE | https://cdn.intelligencebank.com/us/share/B3R/KeX0/21y6/original/steam-logo-white.jpg | http://public2.intelligencebank.com/e2c56f829e1e5d82347c365bf31980f6/112399d9327d4e7f115a713397be5705/104010.jpg | N/A | N/A | https://vimeo.com/58153234 | https://vimeo.com/58153232 | N/A | N/A | http://prodrep.mrsteam.com/DocumentResources/d1f0ef4a-aa86-4f9f-b8e4-ceba8ace31f3.pdf | N/A | N/A | N/A | N/A | UNITED STATES | N/A | 72 HOURS | http://prodrep.mrsteam.com/DocumentResources/2c58532f-9174-4619-b251-eb39942a5c0c.pdf | http://prodrep.mrsteam.com/DocumentResources/dbf9b371-c64f-4b20-88ef-04c596ef0735.pdf | http://prodrep.mrsteam.com/DocumentResources/fb82c221-da8d-4d90-ae1e-66670ba7542f.pdf | NO | Oil | N/A | NO | N/A | NO | NO | YES | NO | NO | N/A | N/A | No Installation Needed | NO | 1; EA | NO | NO | NO | NO | PESTICIDE/AEROSOL: NO | CHEMICAL/SOLVENT: YES | Lead: No Mercury: No Silver: No Cadmium: No Chromium: No Barium: No Arsenic: No Selenium: No | PARCEL | 70 | N/A | N/A | N/A | N/A | N/A | N/A | N/A | N/A | N/A | N/A | N/A | N/A | YES | N/A | N/A | N/A | N/A | N/A | N/A | N/A | N/A | N/A | N/A | N/A | N/A | N/A | N/A | N/A | N/A | N/A | N/A | N/A | N/A | N/A | N/A | N/A | NO | NO | NO | 2017-06-24 | Mr. Steam Price Book 2017 | N/A
104011 | OIL | Chakra Oil | ACTIVE (ECOM) | Mystic Blue Chakra Oil 10ml bottle for use with Steam Head and Towel Warmer wells | 767931160226 | 00767931160226 | N/A | Mystic Blue Chakra Oil 10ml bottle for use with SteamHead and Towel Warmer wells | 40 | 28 | 2019-04-01 | Yes | 0.1 | 1 | 1 | 2.7 | 1 x 1 x 2.7 | 1 | 10 | 7 | 4 | 10 x 7 x 4 | MrSteam® introduces specially formulated essential oils extracted from organic flowers and plant material. The MrSteam Chakra blends may support the body's specific needs. Each MrSteam Chakra oil offers a unique fragrance with characteristic benefits. | Formulated to work in harmony with the ChromaSteam system's color settings | Made from organic plant and flower extracts | 10 ml bottles with integral dropper | For use with towel warmer and steam head wells | [6 empty] | N/A | N/A | N/A | N/A | NO | N/A | N/A | N/A | 0.34 FL. OZ | MYSTIC INDIGO | https://cdn.intelligencebank.com/us/share/B3R/KeX0/21y6/original/steam-logo-white.jpg | http://public2.intelligencebank.com/e2c56f829e1e5d82347c365bf31980f6/141c2eff93a2304a44b161d3982ca771/104011.jpg | N/A | N/A | https://vimeo.com/58153234 | https://vimeo.com/58153232 | N/A | N/A | http://prodrep.mrsteam.com/DocumentResources/d1f0ef4a-aa86-4f9f-b8e4-ceba8ace31f3.pdf | N/A | N/A | N/A | N/A | UNITED STATES | N/A | 72 HOURS | http://prodrep.mrsteam.com/DocumentResources/2c58532f-9174-4619-b251-eb39942a5c0c.pdf | http://prodrep.mrsteam.com/DocumentResources/dbf9b371-c64f-4b20-88ef-04c596ef0735.pdf | http://prodrep.mrsteam.com/DocumentResources/fb82c221-da8d-4d90-ae1e-66670ba7542f.pdf | NO | Oil | N/A | NO | N/A | NO | NO | YES | NO | NO | N/A | N/A | No Installation Needed | NO | 1; EA | NO | NO | NO | NO | PESTICIDE/AEROSOL: NO | CHEMICAL/SOLVENT: YES | Lead: No Mercury: No Silver: No Cadmium: No Chromium: No Barium: No Arsenic: No Selenium: No | PARCEL | 70 | N/A | N/A | N/A | N/A | N/A | N/A | N/A | N/A | N/A | N/A | N/A | N/A | YES | N/A | N/A | N/A | N/A | N/A | N/A | N/A | N/A | N/A | N/A | N/A | N/A | N/A | N/A | N/A | N/A | N/A | N/A | N/A | N/A | N/A | N/A | N/A | NO | NO | NO | 2017-06-24 | Mr. Steam Price Book 2017 | N/A
104012 | OIL | Chakra Oil | ACTIVE (ECOM) | Violet Nirvana Chakra Oil 10ml bottle for use with Steam Head and Towel Warmer wells | 767931160233 | 00767931160233 | N/A | Violet Nirvana Chakra Oil 10ml bottle for use with SteamHead and Towel Warmer wells | 40 | 28 | 2019-04-01 | Yes | 0.1 | 1 | 1 | 2.7 | 1 x 1 x 2.7 | 1 | 10 | 7 | 4 | 10 x 7 x 4 | MrSteam® introduces specially formulated essential oils extracted from organic flowers and plant material. The MrSteam Chakra blends may support the body's specific needs. Each MrSteam Chakra oil offers a unique fragrance with characteristic benefits. | Formulated to work in harmony with the ChromaSteam system's color settings | Made from organic plant and flower extracts | 10 ml bottles with integral dropper | For use with towel warmer and steam head wells | [6 empty] | N/A | N/A | N/A | N/A | NO | N/A | N/A | N/A | 0.34 FL. OZ | VIOLET NIRVANA | https://cdn.intelligencebank.com/us/share/B3R/KeX0/21y6/original/steam-logo-white.jpg | http://public2.intelligencebank.com/e2c56f829e1e5d82347c365bf31980f6/d3a5cc3a3c87f237e8caa3e2a0e03e9a/104012.jpg | N/A | N/A | https://vimeo.com/58153234 | https://vimeo.com/58153232 | N/A | N/A | http://prodrep.mrsteam.com/DocumentResources/d1f0ef4a-aa86-4f9f-b8e4-ceba8ace31f3.pdf | N/A | N/A | N/A | N/A | UNITED STATES | N/A | 72 HOURS | http://prodrep.mrsteam.com/DocumentResources/2c58532f-9174-4619-b251-eb39942a5c0c.pdf | http://prodrep.mrsteam.com/DocumentResources/dbf9b371-c64f-4b20-88ef-04c596ef0735.pdf | http://prodrep.mrsteam.com/DocumentResources/fb82c221-da8d-4d90-ae1e-66670ba7542f.pdf | NO | Oil | N/A | NO | N/A | NO | NO | YES | NO | NO | N/A | N/A | No Installation Needed | NO | 1; EA | NO | NO | NO | NO | PESTICIDE/AEROSOL: NO | CHEMICAL/SOLVENT: YES | Lead: No Mercury: No Silver: No Cadmium: No Chromium: No Barium: No Arsenic: No Selenium: No | PARCEL | 70 | N/A | N/A | N/A | N/A | N/A | N/A | N/A | N/A | N/A | N/A | N/A | N/A | YES | N/A | N/A | N/A | N/A | N/A | N/A | N/A | N/A | N/A | N/A | N/A | N/A | N/A | N/A | N/A | N/A | N/A | N/A | N/A | N/A | N/A | N/A | N/A | NO | NO | NO | 2017-06-24 | Mr. Steam Price Book 2017 | N/A
104198 | ACCESSORY | Individual Parts | ACTIVE (ECOM) | Pressure Reducing Valve | 767931910005 | 00767931910005 | N/A | Pressure reducing valve with balanced piston design has an internal thermal expansion by-pass, corrosion resistant sealed bronze body and bonnet, and an integral SS strainer. | 185 | 129.5 | 2019-04-01 | Yes | 1 | 3.55 | 2.56 | 5.34 | 3.55 x 2.56 x 5.34 | 3 | 10 | 7 | 4 | 10 x 7 x 4 | Pressure reducing valve with balanced piston design has an internal thermal expansion by-pass, corrosion resistant sealed bronze body and bonnet, and an integral SS strainer. | Stainless steel springs | Maximum Supply Pressure up to 300 psig | 100% Factory Tested | Temperature Range 33° F – 180° F | 100% Manufactured in USA | [5 empty] | N/A | N/A | N/A | N/A | NO | N/A | All eSeries Generators | N/A | N/A | N/A | https://cdn.intelligencebank.com/us/share/B3R/KeX0/21y6/original/steam-logo-white.jpg | http://public2.intelligencebank.com/e2c56f829e1e5d82347c365bf31980f6/73cad736f2353879e5bd1426b849c246/104198.jpg | N/A | N/A | https://vimeo.com/58153234 | https://vimeo.com/58153232 | N/A | N/A | http://prodrep.mrsteam.com/DocumentResources/d1f0ef4a-aa86-4f9f-b8e4-ceba8ace31f3.pdf | N/A | http://prodrep.mrsteam.com/DocumentResources/278f8bd4-e4dd-4dc6-bbf8-9b48e09be4aa.pdf | N/A | N/A | UNITED STATES | http://prodrep.mrsteam.com/DocumentResources/d6a61c17-60ee-4efc-b1ec-4fa4cb6c55b8.pdf | 72 HOURS | http://prodrep.mrsteam.com/DocumentResources/50e01463-87e5-4989-9504-fb0639864f90.pdf | N/A | http://prodrep.mrsteam.com/DocumentResources/fb82c221-da8d-4d90-ae1e-66670ba7542f.pdf | NO | Metal | N/A | NO | N/A | YES | NO | YES | NO | NO | N/A | N/A | Wall-Mount or Floor-Mount | NO | 1; EA | NO | NO | NO | NO | PESTICIDE/AEROSOL: NO | CHEMICAL/SOLVENT: NO | Lead: No Mercury: No Silver: No Cadmium: No Chromium: No Barium: No Arsenic: No Selenium: No | PARCEL | 70 | N/A | N/A | N/A | N/A | N/A | N/A | N/A | N/A | N/A | N/A | N/A | N/A | NO | N/A | N/A | N/A | N/A | N/A | N/A | N/A | N/A | N/A | N/A | N/A | N/A | N/A | N/A | N/A | N/A | N/A | N/A | N/A | N/A | N/A | N/A | N/A | NO | NO | NO | 2017-06-24 | Mr. Steam Price Book 2017 | N/A
104216 | ACCESSORY | Linear SteamHead | ACTIVE (ECOM) | Linear 16 in. Steam Head | 767931905520 | 00767931905520 | N/A | Linear SteamHead for Residential units - fits between 16" on center 2' x 4" studs, anodized aluminum | 425 | 297.5 | 2019-04-01 | Yes | 4 | 14.125 | 7.5 | 4.25 | 14.125 x 7.5 x 4.25 | 4 | 15 | 8 | 4 | 15 x 8 x 4 | Mounts flush to the wall, and creates a wide ribbon of smooth, silent steam that brings a new level of performance and aesthetic pleasure to your steam shower. Linear SteamHead is like an inverted waterfall, cascading gently upwards into your shower quietly and condensation-free. | A series of patented interior baffles delivers whisper quiet billowing steam | Installs flush to the wall and nearly disappears in the grout line | Slender, horizontal opening disperses steam evenly and smoothly | Anodized aluminum construction and finish | Available in 16" or 27.5" | No assembly of moving parts required |  |  |  |  | N/A | N/A | N/A | N/A | NO | N/A | All eSeries Generators | N/A | N/A | N/A | https://cdn.intelligencebank.com/us/share/B3R/KeX0/21y6/original/steam-logo-white.jpg | http://public2.intelligencebank.com/e2c56f829e1e5d82347c365bf31980f6/5817977f4375addd5a859b1b409e4ea9/104216.jpg | N/A | https://cdn.intelligencebank.com/us/share/B3R/17Oz/Xpo8/original/104216-Tilt.jpg | https://vimeo.com/58153234 | https://vimeo.com/58153232 | https://vimeo.com/279044781 | https://vimeo.com/151942185 | http://prodrep.mrsteam.com/DocumentResources/d1f0ef4a-aa86-4f9f-b8e4-ceba8ace31f3.pdf | N/A | http://prodrep.mrsteam.com/DocumentResources/278f8bd4-e4dd-4dc6-bbf8-9b48e09be4aa.pdf | N/A | N/A | UNITED STATES | http://prodrep.mrsteam.com/DocumentResources/d6a61c17-60ee-4efc-b1ec-4fa4cb6c55b8.pdf | 72 HOURS | http://prodrep.mrsteam.com/DocumentResources/25133f67-bf80-4b52-a44c-ce57ec32ddbd.pdf | http://prodrep.mrsteam.com/DocumentResources/6a15f803-1b3b-46a8-899d-c02f1a711da0.pdf | http://prodrep.mrsteam.com/DocumentResources/fb82c221-da8d-4d90-ae1e-66670ba7542f.pdf | NO | Brass | N/A | NO | N/A | YES | NO | YES | NO | NO | N/A | N/A | Wall-Mount or Floor-Mount | NO | 1; EA | NO | NO | NO | NO | PESTICIDE/AEROSOL: NO | CHEMICAL/SOLVENT: NO | Lead: No Mercury: No Silver: No Cadmium: No Chromium: No Barium: No Arsenic: No Selenium: No | PARCEL | 70 | N/A | N/A | N/A | N/A | N/A | N/A | N/A | N/A | N/A | N/A | N/A | N/A | NO | N/A | N/A | N/A | N/A | N/A | N/A | N/A | N/A | N/A | N/A | N/A | N/A | N/A | N/A | N/A | N/A | N/A | N/A | N/A | N/A | N/A | N/A | N/A | NO | NO | NO | 2017-06-24 | Mr. Steam Price Book 2017 | N/A
104217 | ACCESSORY | Linear SteamHead | ACTIVE | Linear 27.5 in. Steam Head | 767931905537 | 00767931905537 | N/A | Linear Steam head 27.5" for use with Max series and Commercial Generators CU360 through CU1400 | 600 | 420 | 2019-04-01 | Yes | 7 | 27.125 | 7.5 | 4.25 | 27.125 x 7.5 x 4.25 | 7 | 28 | 8 | 4 | 28 x 8 x 4 | Mounts flush to the wall, and creates a wide ribbon of smooth, silent steam that brings a new level of performance and aesthetic pleasure to your steam shower. Linear SteamHead is like an inverted waterfall, cascading gently upwards into your shower quietly and condensation-free. | A series of patented interior baffles delivers whisper quiet billowing steam. | Installs flush to the wall and nearly disappears in the grout line | Slender, horizontal opening disperses steam evenly and smoothly. | Anodized aluminum construction and finish. | Available in 16" or 27.5" | No assembly of moving parts required. |  |  |  |  | N/A | N/A | N/A | N/A | NO | N/A | All eSeries Max Generators | N/A | N/A | N/A | https://cdn.intelligencebank.com/us/share/B3R/KeX0/21y6/original/steam-logo-white.jpg |  | N/A | N/A | https://vimeo.com/58153234 | https://vimeo.com/58153232 | https://vimeo.com/279044781 | https://vimeo.com/151942185 | http://prodrep.mrsteam.com/DocumentResources/d1f0ef4a-aa86-4f9f-b8e4-ceba8ace31f3.pdf | N/A | http://prodrep.mrsteam.com/DocumentResources/0468ef5a-0b97-439b-8fad-c2c296d89e6f.pdf | N/A | N/A | UNITED STATES | http://prodrep.mrsteam.com/DocumentResources/d6a61c17-60ee-4efc-b1ec-4fa4cb6c55b8.pdf | 72 HOURS | http://prodrep.mrsteam.com/DocumentResources/36e5fe5b-5800-47cd-b1aa-3c522437a7e3.pdf | http://prodrep.mrsteam.com/DocumentResources/8c235cee-96d3-44db-a8cf-f372161d8c51.pdf | http://prodrep.mrsteam.com/DocumentResources/fb82c221-da8d-4d90-ae1e-66670ba7542f.pdf | NO | Brass | N/A | NO | N/A | YES | NO | YES | NO | NO | N/A | N/A | Wall-Mount or Floor-Mount | NO | 1; EA | NO | NO | NO | NO | PESTICIDE/AEROSOL: NO | CHEMICAL/SOLVENT: NO | Lead: No Mercury: No Silver: No Cadmium: No Chromium: No Barium: No Arsenic: No Selenium: No | PARCEL | 70 | N/A | N/A | N/A | N/A | N/A | N/A | N | N/A | N/A | N/A | N/A | N/A | NO | N/A | N/A | N/A | N/A | N/A | N/A | N/A | N/A | N/A | N/A | N/A | N/A | N/A | N/A | N/A | N/A | N/A | N/A | N/A | N/A | N/A | N/A | N/A | NO | NO | NO | 2017-06-24 | Mr. Steam Price Book 2017 | N/A
103937BB | ACCESSORY | Aroma Designer SteamHead | ACTIVE (ECOM) | AromaSteam Round 3 in. Steam Head in Brushed Bronze | 767931111143 | 00767931111143 | BRUSHED BRONZE | MS AromaSteam Round SteamHead Brushed Bronze (For iTempo And iTempo/Plus) | 285 | 199.5 | 2019-04-01 | Yes | 0.7 | 3 | 3 | 1.5 | 3 x 3 x 1.5 | 2 | 10 | 7 | 4 | 10 x 7 x 4 | We're passionate about steam, so we invest in every detail of our steam shower products. All of our steamheads leave a lasting visual imprint in any shower space. They provide a steam dispersion that has no moving parts, require no field assembly, and simple installation that matches any interior. Each of our steamhead designs will transform your shower giving you the atmosphere you desire-making steam second nature to your wellbeing. | Features oil reservoir for aroma therapy | Sleek black or white glass face complements the look of our glass face controls. It comes standard with glass face controls | No assembly of moving parts required | Standard with round designer finish controls | Available in 11 designer finishes to match your steam shower control selection | [5 empty] | N/A | N/A | N/A | N/A | NO | N/A | All eSeries Generators | N/A | N/A | N/A | https://cdn.intelligencebank.com/us/share/B3R/KeX0/21y6/original/steam-logo-white.jpg | http://public2.intelligencebank.com/e2c56f829e1e5d82347c365bf31980f6/eb51f077451660d98b53028a2d00a4fd/103937BB.jpg | N/A | N/A | https://vimeo.com/58153234 | https://vimeo.com/58153232 | https://vimeo.com/58179669 | N/A | http://prodrep.mrsteam.com/DocumentResources/d1f0ef4a-aa86-4f9f-b8e4-ceba8ace31f3.pdf | N/A | http://prodrep.mrsteam.com/DocumentResources/278f8bd4-e4dd-4dc6-bbf8-9b48e09be4aa.pdf | N/A | N/A | UNITED STATES | http://prodrep.mrsteam.com/DocumentResources/d6a61c17-60ee-4efc-b1ec-4fa4cb6c55b8.pdf | 72 HOURS | http://prodrep.mrsteam.com/DocumentResources/c48bdca4-da11-43ca-9a63-73a5bb12bf28.pdf | http://prodrep.mrsteam.com/DocumentResources/dd4f1f29-2cf5-4099-9caa-75d67217f5b4.pdf | http://prodrep.mrsteam.com/DocumentResources/fb82c221-da8d-4d90-ae1e-66670ba7542f.pdf | NO | Brass | N/A | NO | N/A | YES | NO | YES | NO | NO | N/A | N/A | Wall-Mount or Floor-Mount | NO | 1; EA | NO | NO | NO | NO | PESTICIDE/AEROSOL: NO | CHEMICAL/SOLVENT: NO | Lead: No Mercury: No Silver: No Cadmium: No Chromium: No Barium: No Arsenic: No Selenium: No | PARCEL | 70 | N/A | N/A | N/A | N/A | N/A | N/A | N/A | N/A | N/A | N/A | N/A | N/A | NO | N/A | N/A | N/A | N/A | N/A | N/A | N/A | N/A | N/A | N/A | N/A | N/A | N/A | N/A | N/A | N/A | N/A | N/A | N/A | N/A | N/A | N/A | N/A | NO | NO | NO | 2017-06-24 | Mr. Steam Price Book 2017 | N/A
103937BN | ACCESSORY | Aroma Designer SteamHead | ACTIVE (ECOM) | AromaSteam Round 3 in. Steam Head in Brushed Nickel | 767931110979 | 00767931110979 | BRUSHED NICKEL | MS AromaSteam Round SteamHead Brushed Nickel (For iTempo And iTempo/Plus) | 285 | 199.5 | 2019-04-01 | Yes | 0.7 | 3 | 3 | 1.5 | 3 x 3 x 1.5 | 2 | 10 | 7 | 4 | 10 x 7 x 4 | We're passionate about steam, so we invest in every detail of our steam shower products. All of our steamheads leave a lasting visual imprint in any shower space. They provide a steam dispersion that has no moving parts, require no field assembly, and simple installation that matches any interior. Each of our steamhead designs will transform your shower giving you the atmosphere you desire-making steam second nature to your wellbeing. | Features oil reservoir for aroma therapy | Sleek black or white glass face complements the look of our glass face controls. It comes standard with glass face controls | No assembly of moving parts required | Standard with round designer finish controls | Available in 11 designer finishes to match your steam shower control selection | [5 empty] | N/A | N/A | N/A | N/A | NO | N/A | All eSeries Generators | N/A | N/A | N/A | https://cdn.intelligencebank.com/us/share/B3R/KeX0/21y6/original/steam-logo-white.jpg | http://public2.intelligencebank.com/e2c56f829e1e5d82347c365bf31980f6/ab6144602d9bca58053120af0961e7e9/103937BN.jpg | N/A | N/A | https://vimeo.com/58153234 | https://vimeo.com/58153232 | https://vimeo.com/58179669 | N/A | http://prodrep.mrsteam.com/DocumentResources/d1f0ef4a-aa86-4f9f-b8e4-ceba8ace31f3.pdf | N/A | http://prodrep.mrsteam.com/DocumentResources/278f8bd4-e4dd-4dc6-bbf8-9b48e09be4aa.pdf | N/A | N/A | UNITED STATES | http://prodrep.mrsteam.com/DocumentResources/d6a61c17-60ee-4efc-b1ec-4fa4cb6c55b8.pdf | 72 HOURS | http://prodrep.mrsteam.com/DocumentResources/c48bdca4-da11-43ca-9a63-73a5bb12bf28.pdf | http://prodrep.mrsteam.com/DocumentResources/dd4f1f29-2cf5-4099-9caa-75d67217f5b4.pdf | http://prodrep.mrsteam.com/DocumentResources/fb82c221-da8d-4d90-ae1e-66670ba7542f.pdf | NO | Brass | N/A | NO | N/A | YES | NO | YES | NO | NO | N/A | N/A | Wall-Mount or Floor-Mount | NO | 1; EA | NO | NO | NO | NO | PESTICIDE/AEROSOL: NO | CHEMICAL/SOLVENT: NO | Lead: No Mercury: No Silver: No Cadmium: No Chromium: No Barium: No Arsenic: No Selenium: No | PARCEL | 70 | N/A | N/A | N/A | N/A | N/A | N/A | N/A | N/A | N/A | N/A | N/A | N/A | NO | N/A | N/A | N/A | N/A | N/A | N/A | N/A | N/A | N/A | N/A | N/A | N/A | N/A | N/A | N/A | N/A | N/A | N/A | N/A | N/A | N/A | N/A | N/A | NO | NO | NO | 2017-06-24 | Mr. Steam Price Book 2017 | N/A
103937MB | ACCESSORY | Aroma Designer SteamHead | ACTIVE (ECOM) | AromaSteam Round 3 in. Steam Head in Matte Black | 767931917080 | 00767931917080 | MATTE BLACK | MS AromaSteam Round SteamHead Matte Black (For iTempo And iTempo/Plus) | 285 | 199.5 | 2019-04-01 | Yes | 0.7 | 2.75 | 3 | 1.5 | 2.75 x 3 x 1.5 | 2 | 10 | 7 | 4 | 10 x 7 x 4 | We're passionate about steam, so we invest in every detail of our steam shower products. All of our steamheads leave a lasting visual imprint in any shower space. They provide a steam dispersion that has no moving parts, require no field assembly, and simple installation that matches any interior. Each of our steamhead designs will transform your shower giving you the atmosphere you desire-making steam second nature to your wellbeing. | Features oil reservoir for aroma therapy | Sleek black or white glass face complements the look of our glass face controls. It comes standard with glass face controls | No assembly of moving parts required | Standard with round designer finish controls | Available in 11 designer finishes to match your steam shower control selection | [5 empty] | N/A | N/A | N/A | N/A | NO | N/A | All eSeries Generators | N/A | N/A | N/A | https://cdn.intelligencebank.com/us/share/B3R/KeX0/21y6/original/steam-logo-white.jpg |  | N/A | N/A | https://vimeo.com/58153234 | https://vimeo.com/58153232 | https://vimeo.com/58179669 | N/A | http://prodrep.mrsteam.com/DocumentResources/d1f0ef4a-aa86-4f9f-b8e4-ceba8ace31f3.pdf | N/A | http://prodrep.mrsteam.com/DocumentResources/278f8bd4-e4dd-4dc6-bbf8-9b48e09be4aa.pdf | N/A | N/A | UNITED STATES | http://prodrep.mrsteam.com/DocumentResources/d6a61c17-60ee-4efc-b1ec-4fa4cb6c55b8.pdf | 72 HOURS | http://prodrep.mrsteam.com/DocumentResources/c48bdca4-da11-43ca-9a63-73a5bb12bf28.pdf | http://prodrep.mrsteam.com/DocumentResources/dd4f1f29-2cf5-4099-9caa-75d67217f5b4.pdf | http://prodrep.mrsteam.com/DocumentResources/fb82c221-da8d-4d90-ae1e-66670ba7542f.pdf | NO | Brass | N/A | NO | N/A | YES | NO | YES | NO | NO | N/A | N/A | Wall-Mount or Floor-Mount | NO | 1; EA | NO | NO | NO | NO | PESTICIDE/AEROSOL: NO | CHEMICAL/SOLVENT: NO | Lead: No Mercury: No Silver: No Cadmium: No Chromium: No Barium: No Arsenic: No Selenium: No | PARCEL | 70 | N/A | N/A | N/A | N/A | N/A | N/A | N/A | N/A | N/A | N/A | N/A | N/A | NO | N/A | N/A | N/A | N/A | N/A | N/A | N/A | N/A | N/A | N/A | N/A | N/A | N/A | N/A | N/A | N/A | N/A | N/A | N/A | N/A | N/A | N/A | N/A | NO | NO | NO | 2017-06-24 | Mr. Steam Price Book 2017 | N/A
103937ORB | ACCESSORY | Aroma Designer SteamHead | ACTIVE (ECOM) | AromaSteam Round 3 in. Steam Head in Oil Rubbed Bronze | 767931110917 | 00767931110917 | OIL RUBBED BRONZE | MS AromaSteam Round SteamHead Oil Rubbed Bronze (For iTempo And iTempo/Plus) | 285 | 199.5 | 2019-04-01 | Yes | 0.7 | 3 | 3 | 1.5 | 3 x 3 x 1.5 | 2 | 10 | 7 | 4 | 10 x 7 x 4 | We're passionate about steam, so we invest in every detail of our steam shower products. All of our steamheads leave a lasting visual imprint in any shower space. They provide a steam dispersion that has no moving parts, require no field assembly, and simple installation that matches any interior. Each of our steamhead designs will transform your shower giving you the atmosphere you desire-making steam second nature to your wellbeing. | Features oil reservoir for aroma therapy | Sleek black or white glass face complements the look of our glass face controls. It comes standard with glass face controls | No assembly of moving parts required | Standard with round designer finish controls | Available in 11 designer finishes to match your steam shower control selection | [5 empty] | N/A | N/A | N/A | N/A | NO | N/A | All eSeries Generators | N/A | N/A | N/A | https://cdn.intelligencebank.com/us/share/B3R/KeX0/21y6/original/steam-logo-white.jpg | http://public2.intelligencebank.com/e2c56f829e1e5d82347c365bf31980f6/f2d63ba9012588dac71bd97558079b8f/103937ORB.jpg | N/A | N/A | https://vimeo.com/58153234 | https://vimeo.com/58153232 | https://vimeo.com/58179669 | N/A | http://prodrep.mrsteam.com/DocumentResources/d1f0ef4a-aa86-4f9f-b8e4-ceba8ace31f3.pdf | N/A | http://prodrep.mrsteam.com/DocumentResources/278f8bd4-e4dd-4dc6-bbf8-9b48e09be4aa.pdf | N/A | N/A | UNITED STATES | http://prodrep.mrsteam.com/DocumentResources/d6a61c17-60ee-4efc-b1ec-4fa4cb6c55b8.pdf | 72 HOURS | http://prodrep.mrsteam.com/DocumentResources/c48bdca4-da11-43ca-9a63-73a5bb12bf28.pdf | http://prodrep.mrsteam.com/DocumentResources/dd4f1f29-2cf5-4099-9caa-75d67217f5b4.pdf | http://prodrep.mrsteam.com/DocumentResources/fb82c221-da8d-4d90-ae1e-66670ba7542f.pdf | NO | Brass | N/A | NO | N/A | YES | NO | YES | NO | NO | N/A | N/A | Wall-Mount or Floor-Mount | NO | 1; EA | NO | NO | NO | NO | PESTICIDE/AEROSOL: NO | CHEMICAL/SOLVENT: NO | Lead: No Mercury: No Silver: No Cadmium: No Chromium: No Barium: No Arsenic: No Selenium: No | PARCEL | 70 | N/A | N/A | N/A | N/A | N/A | N/A | N/A | N/A | N/A | N/A | N/A | N/A | NO | N/A | N/A | N/A | N/A | N/A | N/A | N/A | N/A | N/A | N/A | N/A | N/A | N/A | N/A | N/A | N/A | N/A | N/A | N/A | N/A | N/A | N/A | N/A | NO | NO | NO | 2017-06-24 | Mr. Steam Price Book 2017 | N/A
103937PB | ACCESSORY | Aroma Designer SteamHead | ACTIVE (ECOM) | AromaSteam Round 3 in. Steam Head in Polished Brass | 767931110931 | 00767931110931 | POLISHED BRASS | MS AromaSteam Round SteamHead Polished Brass (For iTempo And iTempo/Plus) | 285 | 199.5 | 2019-04-01 | Yes | 0.7 | 3 | 3 | 1.5 | 3 x 3 x 1.5 | 2 | 10 | 7 | 4 | 10 x 7 x 4 | We're passionate about steam, so we invest in every detail of our steam shower products. All of our steamheads leave a lasting visual imprint in any shower space. They provide a steam dispersion that has no moving parts, require no field assembly, and simple installation that matches any interior. Each of our steamhead designs will transform your shower giving you the atmosphere you desire-making steam second nature to your wellbeing. | Features oil reservoir for aroma therapy | Sleek black or white glass face complements the look of our glass face controls. It comes standard with glass face controls | No assembly of moving parts required | Standard with round designer finish controls | Available in 11 designer finishes to match your steam shower control selection | [5 empty] | N/A | N/A | N/A | N/A | NO | N/A | All eSeries Generators | N/A | N/A | N/A | https://cdn.intelligencebank.com/us/share/B3R/KeX0/21y6/original/steam-logo-white.jpg | http://public2.intelligencebank.com/e2c56f829e1e5d82347c365bf31980f6/630c43b69689fca89b3c1fb78d4a267c/103937PB.jpg | N/A | N/A | https://vimeo.com/58153234 | https://vimeo.com/58153232 | https://vimeo.com/58179669 | N/A | http://prodrep.mrsteam.com/DocumentResources/d1f0ef4a-aa86-4f9f-b8e4-ceba8ace31f3.pdf | N/A | http://prodrep.mrsteam.com/DocumentResources/278f8bd4-e4dd-4dc6-bbf8-9b48e09be4aa.pdf | N/A | N/A | UNITED STATES | http://prodrep.mrsteam.com/DocumentResources/d6a61c17-60ee-4efc-b1ec-4fa4cb6c55b8.pdf | 72 HOURS | http://prodrep.mrsteam.com/DocumentResources/c48bdca4-da11-43ca-9a63-73a5bb12bf28.pdf | http://prodrep.mrsteam.com/DocumentResources/dd4f1f29-2cf5-4099-9caa-75d67217f5b4.pdf | http://prodrep.mrsteam.com/DocumentResources/fb82c221-da8d-4d90-ae1e-66670ba7542f.pdf | NO | Brass | N/A | NO | N/A | YES | NO | YES | NO | NO | N/A | N/A | Wall-Mount or Floor-Mount | NO | 1; EA | NO | NO | NO | NO | PESTICIDE/AEROSOL: NO | CHEMICAL/SOLVENT: NO | Lead: No Mercury: No Silver: No Cadmium: No Chromium: No Barium: No Arsenic: No Selenium: No | PARCEL | 70 | N/A | N/A | N/A | N/A | N/A | N/A | N/A | N/A | N/A | N/A | N/A | N/A | NO | N/A | N/A | N/A | N/A | N/A | N/A | N/A | N/A | N/A | N/A | N/A | N/A | N/A | N/A | N/A | N/A | N/A | N/A | N/A | N/A | N/A | N/A | N/A | NO | NO | NO | 2017-06-24 | Mr. Steam Price Book 2017 | N/A
103937PC | ACCESSORY | Aroma Designer SteamHead | ACTIVE (ECOM) | AromaSteam Round 3 in. Steam Head in Polished Chrome | 767931110900 | 00767931110900 | POLISHED CHROME | Ms. AromaSteam Round SteamHead Polished Chrome (For iTempo And iTempo/Plus) | 185 | 129.5 | 2019-04-01 | Yes | 0.7 | 3 | 3 | 1.5 | 3 x 3 x 1.5 | 2 | 10 | 7 | 4 | 10 x 7 x 4 | We're passionate about steam, so we invest in every detail of our steam shower products. All of our steamheads leave a lasting visual imprint in any shower space. They provide a steam dispersion that has no moving parts, require no field assembly, and simple installation that matches any interior. Each of our steamhead designs will transform your shower giving you the atmosphere you desire-making steam second nature to your wellbeing. | Features oil reservoir for aroma therapy | Sleek black or white glass face complements the look of our glass face controls. It comes standard with glass face controls | No assembly of moving parts required | Standard with round designer finish controls | Available in 11 designer finishes to match your steam shower control selection | [5 empty] | N/A | N/A | N/A | N/A | NO | N/A | All eSeries Generators | N/A | N/A | N/A | https://cdn.intelligencebank.com/us/share/B3R/KeX0/21y6/original/steam-logo-white.jpg | http://public2.intelligencebank.com/e2c56f829e1e5d82347c365bf31980f6/e2b6089ed0c8120ffaf63305cb685c96/103937PC.jpg | N/A | N/A | https://vimeo.com/58153234 | https://vimeo.com/58153232 | https://vimeo.com/58179669 | N/A | http://prodrep.mrsteam.com/DocumentResources/d1f0ef4a-aa86-4f9f-b8e4-ceba8ace31f3.pdf | N/A | http://prodrep.mrsteam.com/DocumentResources/278f8bd4-e4dd-4dc6-bbf8-9b48e09be4aa.pdf | N/A | N/A | UNITED STATES | http://prodrep.mrsteam.com/DocumentResources/d6a61c17-60ee-4efc-b1ec-4fa4cb6c55b8.pdf | 72 HOURS | http://prodrep.mrsteam.com/DocumentResources/c48bdca4-da11-43ca-9a63-73a5bb12bf28.pdf | http://prodrep.mrsteam.com/DocumentResources/dd4f1f29-2cf5-4099-9caa-75d67217f5b4.pdf | http://prodrep.mrsteam.com/DocumentResources/fb82c221-da8d-4d90-ae1e-66670ba7542f.pdf | NO | Brass | N/A | NO | N/A | YES | NO | YES | NO | NO | N/A | N/A | Wall-Mount or Floor-Mount | NO | 1; EA | NO | NO | NO | NO | PESTICIDE/AEROSOL: NO | CHEMICAL/SOLVENT: NO | Lead: No Mercury: No Silver: No Cadmium: No Chromium: No Barium: No Arsenic: No Selenium: No | PARCEL | 70 | N/A | N/A | N/A | N/A | N/A | N/A | N/A | N/A | N/A | N/A | N/A | N/A | NO | N/A | N/A | N/A | N/A | N/A | N/A | N/A | N/A | N/A | N/A | N/A | N/A | N/A | N/A | N/A | N/A | N/A | N/A | N/A | N/A | N/A | N/A | N/A | NO | NO | NO | 2017-06-24 | Mr. Steam Price Book 2017 | N/A
103937PN | ACCESSORY | Aroma Designer SteamHead | ACTIVE (ECOM) | AromaSteam Round 3 in. Steam Head in Polished Nickel | 767931110955 | 00767931110955 | POLISHED NICKEL | MS AromaSteam Round SteamHead Polished Nickel (For iTempo And iTempo/Plus) | 285 | 199.5 | 2019-04-01 | Yes | 0.7 | 3 | 3 | 1.5 | 3 x 3 x 1.5 | 2 | 10 | 7 | 4 | 10 x 7 x 4 | We're passionate about steam, so we invest in every detail of our steam shower products. All of our steamheads leave a lasting visual imprint in any shower space. They provide a steam dispersion that has no moving parts, require no field assembly, and simple installation that matches any interior. Each of our steamhead designs will transform your shower giving you the atmosphere you desire-making steam second nature to your wellbeing. | Features oil reservoir for aroma therapy | Sleek black or white glass face complements the look of our glass face controls. It comes standard with glass face controls | No assembly of moving parts required | Standard with round designer finish controls | Available in 11 designer finishes to match your steam shower control selection | [5 empty] | N/A | N/A | N/A | N/A | NO | N/A | All eSeries Generators | N/A | N/A | N/A | https://cdn.intelligencebank.com/us/share/B3R/KeX0/21y6/original/steam-logo-white.jpg | http://public2.intelligencebank.com/e2c56f829e1e5d82347c365bf31980f6/09d8181a325b388848cc25d9312f2f7f/103937PN.jpg | N/A | N/A | https://vimeo.com/58153234 | https://vimeo.com/58153232 | https://vimeo.com/58179669 | N/A | http://prodrep.mrsteam.com/DocumentResources/d1f0ef4a-aa86-4f9f-b8e4-ceba8ace31f3.pdf | N/A | http://prodrep.mrsteam.com/DocumentResources/278f8bd4-e4dd-4dc6-bbf8-9b48e09be4aa.pdf | N/A | N/A | UNITED STATES | http://prodrep.mrsteam.com/DocumentResources/d6a61c17-60ee-4efc-b1ec-4fa4cb6c55b8.pdf | 72 HOURS | http://prodrep.mrsteam.com/DocumentResources/c48bdca4-da11-43ca-9a63-73a5bb12bf28.pdf | http://prodrep.mrsteam.com/DocumentResources/dd4f1f29-2cf5-4099-9caa-75d67217f5b4.pdf | http://prodrep.mrsteam.com/DocumentResources/fb82c221-da8d-4d90-ae1e-66670ba7542f.pdf | NO | Brass | N/A | NO | N/A | YES | NO | YES | NO | NO | N/A | N/A | Wall-Mount or Floor-Mount | NO | 1; EA | NO | NO | NO | NO | PESTICIDE/AEROSOL: NO | CHEMICAL/SOLVENT: NO | Lead: No Mercury: No Silver: No Cadmium: No Chromium: No Barium: No Arsenic: No Selenium: No | PARCEL | 70 | N/A | N/A | N/A | N/A | N/A | N/A | N/A | N/A | N/A | N/A | N/A | N/A | NO | N/A | N/A | N/A | N/A | N/A | N/A | N/A | N/A | N/A | N/A | N/A | N/A | N/A | N/A | N/A | N/A | N/A | N/A | N/A | N/A | N/A | N/A | N/A | NO | NO | NO | 2017-06-24 | Mr. Steam Price Book 2017 | N/A
103937RAW | ACCESSORY | Aroma Designer SteamHead | ACTIVE (ECOM) | AromaSteam Round 3 in. Steam Head in Un-plated | 767931150302 | 00767931150302 | CUSTOM PLATING | MS AromaSteam Round SteamHead Raw (For iTempo And iTempo/Plus) | 285 | 199.5 | 2019-04-01 | Yes | 0.7 | 3 | 3 | 1.5 | 3 x 3 x 1.5 | 2 | 10 | 7 | 4 | 10 x 7 x 4 | We're passionate about steam, so we invest in every detail of our steam shower products. All of our steamheads leave a lasting visual imprint in any shower space. They provide a steam dispersion that has no moving parts, require no field assembly, and simple installation that matches any interior. Each of our steamhead designs will transform your shower giving you the atmosphere you desire-making steam second nature to your wellbeing. | Features oil reservoir for aroma therapy | Sleek black or white glass face complements the look of our glass face controls. It comes standard with glass face controls | No assembly of moving parts required | Standard with round designer finish controls | Available in 11 designer finishes to match your steam shower control selection | [5 empty] | N/A | N/A | N/A | N/A | NO | N/A | All eSeries Generators | N/A | N/A | N/A | https://cdn.intelligencebank.com/us/share/B3R/KeX0/21y6/original/steam-logo-white.jpg | http://public2.intelligencebank.com/e2c56f829e1e5d82347c365bf31980f6/fdc95b941af0c05a5a6e7c8647c03079/103937RAW.jpg | N/A | N/A | https://vimeo.com/58153234 | https://vimeo.com/58153232 | https://vimeo.com/58179669 | N/A | http://prodrep.mrsteam.com/DocumentResources/d1f0ef4a-aa86-4f9f-b8e4-ceba8ace31f3.pdf | N/A | http://prodrep.mrsteam.com/DocumentResources/278f8bd4-e4dd-4dc6-bbf8-9b48e09be4aa.pdf | N/A | N/A | UNITED STATES | http://prodrep.mrsteam.com/DocumentResources/d6a61c17-60ee-4efc-b1ec-4fa4cb6c55b8.pdf | 72 HOURS | http://prodrep.mrsteam.com/DocumentResources/c48bdca4-da11-43ca-9a63-73a5bb12bf28.pdf | http://prodrep.mrsteam.com/DocumentResources/dd4f1f29-2cf5-4099-9caa-75d67217f5b4.pdf | http://prodrep.mrsteam.com/DocumentResources/fb82c221-da8d-4d90-ae1e-66670ba7542f.pdf | NO | Brass | N/A | NO | N/A | YES | NO | YES | NO | NO | N/A | N/A | Wall-Mount or Floor-Mount | NO | 1; EA | NO | NO | NO | NO | PESTICIDE/AEROSOL: NO | CHEMICAL/SOLVENT: NO | Lead: No Mercury: No Silver: No Cadmium: No Chromium: No Barium: No Arsenic: No Selenium: No | PARCEL | 70 | N/A | N/A | N/A | N/A | N/A | N/A | N/A | N/A | N/A | N/A | N/A | N/A | NO | N/A | N/A | N/A | N/A | N/A | N/A | N/A | N/A | N/A | N/A | N/A | N/A | N/A | N/A | N/A | N/A | N/A | N/A | N/A | N/A | N/A | N/A | N/A | NO | NO | NO | 2017-06-24 | Mr. Steam Price Book 2017 | N/A
103937SB | ACCESSORY | Aroma Designer SteamHead | ACTIVE (ECOM) | AromaSteam Round 3 in. Steam Head in Satin Brass | 767931911125 | 00767931911125 | SATIN BRASS | MS AromaSteam Round SteamHead Satin Brass (For iTempo And iTempo/Plus) | 285 | 199.5 | 2019-04-01 | Yes | 0.7 | 3 | 3 | 1.5 | 3 x 3 x 1.5 | 2 | 10 | 7 | 4 | 10 x 7 x 4 | We're passionate about steam, so we invest in every detail of our steam shower products. All of our steamheads leave a lasting visual imprint in any shower space. They provide a steam dispersion that has no moving parts, require no field assembly, and simple installation that matches any interior. Each of our steamhead designs will transform your shower giving you the atmosphere you desire-making steam second nature to your wellbeing. | Features oil reservoir for aroma therapy | Sleek black or white glass face complements the look of our glass face controls. It comes standard with glass face controls | No assembly of moving parts required | Standard with round designer finish controls | Available in 11 designer finishes to match your steam shower control selection | [5 empty] | N/A | N/A | N/A | N/A | NO | N/A | All eSeries Generators | N/A | N/A | N/A | https://cdn.intelligencebank.com/us/share/B3R/KeX0/21y6/original/steam-logo-white.jpg | http://public2.intelligencebank.com/e2c56f829e1e5d82347c365bf31980f6/b4c3114ebc4581c61cc3a87fe78b383b/103937SB.jpg | N/A | N/A | https://vimeo.com/58153234 | https://vimeo.com/58153232 | https://vimeo.com/58179669 | N/A | http://prodrep.mrsteam.com/DocumentResources/d1f0ef4a-aa86-4f9f-b8e4-ceba8ace31f3.pdf | N/A | http://prodrep.mrsteam.com/DocumentResources/278f8bd4-e4dd-4dc6-bbf8-9b48e09be4aa.pdf | N/A | N/A | UNITED STATES | http://prodrep.mrsteam.com/DocumentResources/d6a61c17-60ee-4efc-b1ec-4fa4cb6c55b8.pdf | 72 HOURS | http://prodrep.mrsteam.com/DocumentResources/c48bdca4-da11-43ca-9a63-73a5bb12bf28.pdf | http://prodrep.mrsteam.com/DocumentResources/dd4f1f29-2cf5-4099-9caa-75d67217f5b4.pdf | http://prodrep.mrsteam.com/DocumentResources/fb82c221-da8d-4d90-ae1e-66670ba7542f.pdf | NO | Brass | N/A | NO | N/A | YES | NO | YES | NO | NO | N/A | N/A | Wall-Mount or Floor-Mount | NO | 1; EA | NO | NO | NO | NO | PESTICIDE/AEROSOL: NO | CHEMICAL/SOLVENT: NO | Lead: No Mercury: No Silver: No Cadmium: No Chromium: No Barium: No Arsenic: No Selenium: No | PARCEL | 70 | N/A | N/A | N/A | N/A | N/A | N/A | N/A | N/A | N/A | N/A | N/A | N/A | NO | N/A | N/A | N/A | N/A | N/A | N/A | N/A | N/A | N/A | N/A | N/A | N/A | N/A | N/A | N/A | N/A | N/A | N/A | N/A | N/A | N/A | N/A | N/A | NO | NO | NO | 2017-06-24 | Mr. Steam Price Book 2017 | N/A
103990-60 | ACCESSORY | Individual Parts | ACTIVE | 60 Foot Cable for iTempo | 767931900136 | 00767931900136 | N/A | Optional 60 ft. cable for iSteam Control | 130 | 91 | 2019-04-01 | Yes | 2 | 720 | 0.435 | 0.435 | 720 x 0.435 x 0.435 | 3 | 10 | 7 | 4 | 10 x 7 x 4 | Optional 60 foot cable for use with the iTempo Control | For use when the steam generator is located farther than 30 ft. away from control | [9 empty] | N/A | N/A | N/A | N/A | NO | N/A | All eSeries Generators | N/A | N/A | N/A | https://cdn.intelligencebank.com/us/share/B3R/KeX0/21y6/original/steam-logo-white.jpg | N/A | N/A | N/A | https://vimeo.com/58153234 | https://vimeo.com/58153232 | N/A | N/A | http://prodrep.mrsteam.com/DocumentResources/d1f0ef4a-aa86-4f9f-b8e4-ceba8ace31f3.pdf | N/A | http://prodrep.mrsteam.com/DocumentResources/278f8bd4-e4dd-4dc6-bbf8-9b48e09be4aa.pdf | N/A | N/A | UNITED STATES | http://prodrep.mrsteam.com/DocumentResources/d6a61c17-60ee-4efc-b1ec-4fa4cb6c55b8.pdf | 72 HOURS | http://prodrep.mrsteam.com/DocumentResources/c48bdca4-da11-43ca-9a63-73a5bb12bf28.pdf | http://prodrep.mrsteam.com/DocumentResources/dd4f1f29-2cf5-4099-9caa-75d67217f5b4.pdf | http://prodrep.mrsteam.com/DocumentResources/fb82c221-da8d-4d90-ae1e-66670ba7542f.pdf | NO | Wire | N/A | NO | N/A | YES | NO | YES | NO | NO | N/A | N/A | Wall-Mount or Floor-Mount | NO | 1; EA | NO | NO | NO | NO | PESTICIDE/AEROSOL: NO | CHEMICAL/SOLVENT: NO | Lead: No Mercury: No Silver: No Cadmium: No Chromium: No Barium: No Arsenic: No Selenium: No | PARCEL | 70 | N/A | N/A | N/A | N/A | N/A | N/A | N/A | N/A | N/A | N/A | N/A | N/A | NO | N/A | N/A | N/A | N/A | N/A | N/A | N/A | N/A | N/A | N/A | N/A | N/A | N/A | N/A | N/A | N/A | N/A | N/A | N/A | N/A | N/A | N/A | N/A | NO | NO | NO | 2017-06-24 | Mr. Steam Price Book 2017 | N/A
104072 | ACCESSORY | Individual Parts | ACTIVE (ECOM) | Steam Vent | 767931900167 | 00767931900167 | N/A | Must use with mechanical timer to release hydrostatic pressure in the boiler while filling when the timer has timed out | 275 | 192.5 | 2019-04-01 | Yes | 1 | 1.58 | 1.58 | 4.08 | 1.58 x 1.58 x 4.08 | 2 | 10 | 7 | 4 | 10 x 7 x 4 | Must use with mechanical timer to release hydrostatic pressure in the boiler while filling when the timer has timed out | For use with commercial steam generators | [9 empty] | N/A | N/A | N/A | N/A | NO | N/A | All eSeries Generators | N/A | N/A | N/A | https://cdn.intelligencebank.com/us/share/B3R/KeX0/21y6/original/steam-logo-white.jpg | http://public2.intelligencebank.com/e2c56f829e1e5d82347c365bf31980f6/6265ec4be40e8b7d286587dd04fe8705/104072.jpg | N/A | N/A | https://vimeo.com/58153234 | https://vimeo.com/58153232 | N/A | N/A | http://prodrep.mrsteam.com/DocumentResources/d1f0ef4a-aa86-4f9f-b8e4-ceba8ace31f3.pdf | N/A | http://prodrep.mrsteam.com/DocumentResources/278f8bd4-e4dd-4dc6-bbf8-9b48e09be4aa.pdf | N/A | N/A | UNITED STATES | http://prodrep.mrsteam.com/DocumentResources/d6a61c17-60ee-4efc-b1ec-4fa4cb6c55b8.pdf | 72 HOURS |  |  | http://prodrep.mrsteam.com/DocumentResources/fb82c221-da8d-4d90-ae1e-66670ba7542f.pdf | No | Brass | NO | NO | N/A | NO | NO | YES | NO | YES | N/A | N/A | Wall-Mount or Floor-Mount | NO | 1; EA | NO | NO | NO | NO | PESTICIDE/AEROSOL: NO | CHEMICAL/SOLVENT: NO | Lead: No Mercury: No Silver: No Cadmium: No Chromium: No Barium: No Arsenic: No Selenium: No | PARCEL | 70 | N/A | N/A | N/A | N/A | N/A | N/A | N/A | N/A | N/A | N/A | N/A | N/A | NO | N/A | N/A | N/A | N/A | N/A | N/A | N/A | N/A | N/A | N/A | N/A | N/A | N/A | N/A | N/A | N/A | N/A | N/A | N/A | N/A | N/A | N/A | N/A | NO | NO | NO | 2017-06-24 | Mr. Steam Price Book 2017 | N/A
104040BB | ACCESSORY | Aroma Designer SteamHead | ACTIVE (ECOM) | AromaSteam Square 3 in. Steam Head in Brushed Bronze | 767931111167 | 00767931111167 | BRUSHED BRONZE | MS AromaSteam Square SteamHead Brushed Bronze (For iTempo And iTempo/Plus) | 285 | 199.5 | 2019-04-01 | Yes | 0.9 | 3 | 3 | 1.5 | 3 x 3 x 1.5 | 2 | 10 | 7 | 4 | 10 x 7 x 4 | We're passionate about steam, so we invest in every detail of our steam shower products. All of our steamheads leave a lasting visual imprint in any shower space. They provide a steam dispersion that has no moving parts, require no field assembly, and simple installation that matches any interior. Each of our steamhead designs will transform your shower giving you the atmosphere you desire-making steam second nature to your wellbeing. | Features oil reservoir for aroma therapy | Sleek black or white glass face complements the look of our glass face controls. It comes standard with glass face controls | No assembly of moving parts required | Standard with square designer finish controls | Available in 11 designer finishes to match your steam shower control selection | [5 empty] | N/A | N/A | N/A | N/A | NO | N/A | All eSeries Generators | N/A | N/A | N/A | https://cdn.intelligencebank.com/us/share/B3R/KeX0/21y6/original/steam-logo-white.jpg | http://public2.intelligencebank.com/e2c56f829e1e5d82347c365bf31980f6/8233315aac994a6be28f145591416bba/104040BB.jpg | N/A | N/A | https://vimeo.com/58153234 | https://vimeo.com/58153232 | https://vimeo.com/58179669 | N/A | http://prodrep.mrsteam.com/DocumentResources/d1f0ef4a-aa86-4f9f-b8e4-ceba8ace31f3.pdf | N/A | http://prodrep.mrsteam.com/DocumentResources/278f8bd4-e4dd-4dc6-bbf8-9b48e09be4aa.pdf | N/A | N/A | UNITED STATES | http://prodrep.mrsteam.com/DocumentResources/d6a61c17-60ee-4efc-b1ec-4fa4cb6c55b8.pdf | 72 HOURS | http://prodrep.mrsteam.com/DocumentResources/c48bdca4-da11-43ca-9a63-73a5bb12bf28.pdf | http://prodrep.mrsteam.com/DocumentResources/dd4f1f29-2cf5-4099-9caa-75d67217f5b4.pdf | http://prodrep.mrsteam.com/DocumentResources/fb82c221-da8d-4d90-ae1e-66670ba7542f.pdf | NO | Brass | N/A | NO | N/A | YES | NO | YES | NO | NO | N/A | N/A | Wall-Mount or Floor-Mount | NO | 1; EA | NO | NO | NO | NO | PESTICIDE/AEROSOL: NO | CHEMICAL/SOLVENT: NO | Lead: No Mercury: No Silver: No Cadmium: No Chromium: No Barium: No Arsenic: No Selenium: No | PARCEL | 70 | N/A | N/A | N/A | N/A | N/A | N/A | N/A | N/A | N/A | N/A | N/A | N/A | NO | N/A | N/A | N/A | N/A | N/A | N/A | N/A | N/A | N/A | N/A | N/A | N/A | N/A | N/A | N/A | N/A | N/A | N/A | N/A | N/A | N/A | N/A | N/A | NO | NO | NO | 2017-06-24 | Mr. Steam Price Book 2017 | N/A
104040BN | ACCESSORY | Aroma Designer SteamHead | ACTIVE (ECOM) | AromaSteam Square 3 in. Steam Head in Brushed Nickel | 767931111099 | 00767931111099 | BRUSHED NICKEL | MS AromaSteam Square SteamHead Brushed Nickel (For iTempo And iTempo/Plus) | 285 | 199.5 | 2019-04-01 | Yes | 0.9 | 3 | 3 | 1.5 | 3 x 3 x 1.5 | 2 | 10 | 7 | 4 | 10 x 7 x 4 | We're passionate about steam, so we invest in every detail of our steam shower products. All of our steamheads leave a lasting visual imprint in any shower space. They provide a steam dispersion that has no moving parts, require no field assembly, and simple installation that matches any interior. Each of our steamhead designs will transform your shower giving you the atmosphere you desire-making steam second nature to your wellbeing. | Features oil reservoir for aroma therapy | Sleek black or white glass face complements the look of our glass face controls. It comes standard with glass face controls | No assembly of moving parts required | Standard with square designer finish controls | Available in 11 designer finishes to match your steam shower control selection | [5 empty] | N/A | N/A | N/A | N/A | NO | N/A | All eSeries Generators | N/A | N/A | N/A | https://cdn.intelligencebank.com/us/share/B3R/KeX0/21y6/original/steam-logo-white.jpg | http://public2.intelligencebank.com/e2c56f829e1e5d82347c365bf31980f6/5096122164212b659bad8455074650b6/104040BN.jpg | N/A | N/A | https://vimeo.com/58153234 | https://vimeo.com/58153232 | https://vimeo.com/58179669 | N/A | http://prodrep.mrsteam.com/DocumentResources/d1f0ef4a-aa86-4f9f-b8e4-ceba8ace31f3.pdf | N/A | http://prodrep.mrsteam.com/DocumentResources/278f8bd4-e4dd-4dc6-bbf8-9b48e09be4aa.pdf | N/A | N/A | UNITED STATES | http://prodrep.mrsteam.com/DocumentResources/d6a61c17-60ee-4efc-b1ec-4fa4cb6c55b8.pdf | 72 HOURS | http://prodrep.mrsteam.com/DocumentResources/c48bdca4-da11-43ca-9a63-73a5bb12bf28.pdf | http://prodrep.mrsteam.com/DocumentResources/dd4f1f29-2cf5-4099-9caa-75d67217f5b4.pdf | http://prodrep.mrsteam.com/DocumentResources/fb82c221-da8d-4d90-ae1e-66670ba7542f.pdf | NO | Brass | N/A | NO | N/A | YES | NO | YES | NO | NO | N/A | N/A | Wall-Mount or Floor-Mount | NO | 1; EA | NO | NO | NO | NO | PESTICIDE/AEROSOL: NO | CHEMICAL/SOLVENT: NO | Lead: No Mercury: No Silver: No Cadmium: No Chromium: No Barium: No Arsenic: No Selenium: No | PARCEL | 70 | N/A | N/A | N/A | N/A | N/A | N/A | N/A | N/A | N/A | N/A | N/A | N/A | NO | N/A | N/A | N/A | N/A | N/A | N/A | N/A | N/A | N/A | N/A | N/A | N/A | N/A | N/A | N/A | N/A | N/A | N/A | N/A | N/A | N/A | N/A | N/A | NO | NO | NO | 2017-06-24 | Mr. Steam Price Book 2017 | N/A
104040MB | ACCESSORY | Aroma Designer SteamHead | ACTIVE (ECOM) | AromaSteam Square 3 in. Steam Head in Matte Black | 767931909955 | 00767931909955 | MATTE BLACK | MS AromaSteam Square SteamHead Matte Black (For iTempo And iTempo/Plus) | 285 | 199.5 | 2019-04-01 | Yes | 0.9 | 3 | 3 | 1.5 | 3 x 3 x 1.5 | 2 | 10 | 7 | 4 | 10 x 7 x 4 | We're passionate about steam, so we invest in every detail of our steam shower products. All of our steamheads leave a lasting visual imprint in any shower space. They provide a steam dispersion that has no moving parts, require no field assembly, and simple installation that matches any interior. Each of our steamhead designs will transform your shower giving you the atmosphere you desire-making steam second nature to your wellbeing. | Features oil reservoir for aroma therapy | Sleek black or white glass face complements the look of our glass face controls. It comes standard with glass face controls | No assembly of moving parts required | Standard with square designer finish controls | Available in 11 designer finishes to match your steam shower control selection | [5 empty] | N/A | N/A | N/A | N/A | NO | N/A | All eSeries Generators | N/A | N/A | N/A | https://cdn.intelligencebank.com/us/share/B3R/KeX0/21y6/original/steam-logo-white.jpg |  |  |  | https://vimeo.com/58153234 | https://vimeo.com/58153232 | https://vimeo.com/58179669 | N/A | http://prodrep.mrsteam.com/DocumentResources/d1f0ef4a-aa86-4f9f-b8e4-ceba8ace31f3.pdf | N/A | http://prodrep.mrsteam.com/DocumentResources/278f8bd4-e4dd-4dc6-bbf8-9b48e09be4aa.pdf | N/A | N/A | UNITED STATES | http://prodrep.mrsteam.com/DocumentResources/d6a61c17-60ee-4efc-b1ec-4fa4cb6c55b8.pdf | 72 HOURS | http://prodrep.mrsteam.com/DocumentResources/c48bdca4-da11-43ca-9a63-73a5bb12bf28.pdf | http://prodrep.mrsteam.com/DocumentResources/dd4f1f29-2cf5-4099-9caa-75d67217f5b4.pdf | http://prodrep.mrsteam.com/DocumentResources/fb82c221-da8d-4d90-ae1e-66670ba7542f.pdf | NO | Brass | N/A | NO | N/A | YES | NO | YES | NO | NO | N/A | N/A | Wall-Mount or Floor-Mount | NO | 1; EA | NO | NO | NO | NO | PESTICIDE/AEROSOL: NO | CHEMICAL/SOLVENT: NO | Lead: No Mercury: No Silver: No Cadmium: No Chromium: No Barium: No Arsenic: No Selenium: No | PARCEL | 70 | N/A | N/A | N/A | N/A | N/A | N/A | N/A | N/A | N/A | N/A | N/A | N/A | NO | N/A | N/A | N/A | N/A | N/A | N/A | N/A | N/A | N/A | N/A | N/A | N/A | N/A | N/A | N/A | N/A | N/A | N/A | N/A | N/A | N/A | N/A | N/A | NO | NO | NO | 2017-06-24 | Mr. Steam Price Book 2017 | N/A
104040ORB | ACCESSORY | Aroma Designer SteamHead | ACTIVE (ECOM) | AromaSteam Square 3 in. Steam Head in Oil Rubbed Bronze | 767931111037 | 00767931111037 | OIL RUBBED BRONZE | MS AromaSteam Square SteamHead Oil Rubbed Bronze (For iTempo And iTempo/Plus) | 285 | 199.5 | 2019-04-01 | Yes | 0.9 | 3 | 3 | 1.5 | 3 x 3 x 1.5 | 2 | 10 | 7 | 4 | 10 x 7 x 4 | We're passionate about steam, so we invest in every detail of our steam shower products. All of our steamheads leave a lasting visual imprint in any shower space. They provide a steam dispersion that has no moving parts, require no field assembly, and simple installation that matches any interior. Each of our steamhead designs will transform your shower giving you the atmosphere you desire-making steam second nature to your wellbeing. | Features oil reservoir for aroma therapy | Sleek black or white glass face complements the look of our glass face controls. It comes standard with glass face controls | No assembly of moving parts required | Standard with square designer finish controls | Available in 11 designer finishes to match your steam shower control selection | [5 empty] | N/A | N/A | N/A | N/A | NO | N/A | All eSeries Generators | N/A | N/A | N/A | https://cdn.intelligencebank.com/us/share/B3R/KeX0/21y6/original/steam-logo-white.jpg | http://public2.intelligencebank.com/e2c56f829e1e5d82347c365bf31980f6/4855c97f61fc9277a17c1b57f8d7f54d/104040ORB.jpg | N/A | N/A | https://vimeo.com/58153234 | https://vimeo.com/58153232 | https://vimeo.com/58179669 | N/A | http://prodrep.mrsteam.com/DocumentResources/d1f0ef4a-aa86-4f9f-b8e4-ceba8ace31f3.pdf | N/A | http://prodrep.mrsteam.com/DocumentResources/278f8bd4-e4dd-4dc6-bbf8-9b48e09be4aa.pdf | N/A | N/A | UNITED STATES | http://prodrep.mrsteam.com/DocumentResources/d6a61c17-60ee-4efc-b1ec-4fa4cb6c55b8.pdf | 72 HOURS | http://prodrep.mrsteam.com/DocumentResources/c48bdca4-da11-43ca-9a63-73a5bb12bf28.pdf | http://prodrep.mrsteam.com/DocumentResources/dd4f1f29-2cf5-4099-9caa-75d67217f5b4.pdf | http://prodrep.mrsteam.com/DocumentResources/fb82c221-da8d-4d90-ae1e-66670ba7542f.pdf | NO | Brass | N/A | NO | N/A | YES | NO | YES | NO | NO | N/A | N/A | Wall-Mount or Floor-Mount | NO | 1; EA | NO | NO | NO | NO | PESTICIDE/AEROSOL: NO | CHEMICAL/SOLVENT: NO | Lead: No Mercury: No Silver: No Cadmium: No Chromium: No Barium: No Arsenic: No Selenium: No | PARCEL | 70 | N/A | N/A | N/A | N/A | N/A | N/A | N/A | N/A | N/A | N/A | N/A | N/A | NO | N/A | N/A | N/A | N/A | N/A | N/A | N/A | N/A | N/A | N/A | N/A | N/A | N/A | N/A | N/A | N/A | N/A | N/A | N/A | N/A | N/A | N/A | N/A | NO | NO | NO | 2017-06-24 | Mr. Steam Price Book 2017 | N/A
104040PB | ACCESSORY | Aroma Designer SteamHead | ACTIVE (ECOM) | AromaSteam Square 3 in. Steam Head in Polished Brass | 767931111051 | 00767931111051 | POLISHED BRASS | MS AromaSteam Square SteamHead Polished Brass (For iTempo And iTempo/Plus) | 285 | 199.5 | 2019-04-01 | Yes | 0.9 | 3 | 3 | 1.5 | 3 x 3 x 1.5 | 2 | 10 | 7 | 4 | 10 x 7 x 4 | We're passionate about steam, so we invest in every detail of our steam shower products. All of our steamheads leave a lasting visual imprint in any shower space. They provide a steam dispersion that has no moving parts, require no field assembly, and simple installation that matches any interior. Each of our steamhead designs will transform your shower giving you the atmosphere you desire-making steam second nature to your wellbeing. | Features oil reservoir for aroma therapy | Sleek black or white glass face complements the look of our glass face controls. It comes standard with glass face controls | No assembly of moving parts required | Standard with square designer finish controls | Available in 11 designer finishes to match your steam shower control selection | [5 empty] | N/A | N/A | N/A | N/A | NO | N/A | All eSeries Generators | N/A | N/A | N/A | https://cdn.intelligencebank.com/us/share/B3R/KeX0/21y6/original/steam-logo-white.jpg | http://public2.intelligencebank.com/e2c56f829e1e5d82347c365bf31980f6/f710c5df5eafea20d5fdc57ecca650f7/104040PB.jpg | N/A | N/A | https://vimeo.com/58153234 | https://vimeo.com/58153232 | https://vimeo.com/58179669 | N/A | http://prodrep.mrsteam.com/DocumentResources/d1f0ef4a-aa86-4f9f-b8e4-ceba8ace31f3.pdf | N/A | http://prodrep.mrsteam.com/DocumentResources/278f8bd4-e4dd-4dc6-bbf8-9b48e09be4aa.pdf | N/A | N/A | UNITED STATES | http://prodrep.mrsteam.com/DocumentResources/d6a61c17-60ee-4efc-b1ec-4fa4cb6c55b8.pdf | 72 HOURS | http://prodrep.mrsteam.com/DocumentResources/c48bdca4-da11-43ca-9a63-73a5bb12bf28.pdf | http://prodrep.mrsteam.com/DocumentResources/dd4f1f29-2cf5-4099-9caa-75d67217f5b4.pdf | http://prodrep.mrsteam.com/DocumentResources/fb82c221-da8d-4d90-ae1e-66670ba7542f.pdf | NO | Brass | N/A | NO | N/A | YES | NO | YES | NO | NO | N/A | N/A | Wall-Mount or Floor-Mount | NO | 1; EA | NO | NO | NO | NO | PESTICIDE/AEROSOL: NO | CHEMICAL/SOLVENT: NO | Lead: No Mercury: No Silver: No Cadmium: No Chromium: No Barium: No Arsenic: No Selenium: No | PARCEL | 70 | N/A | N/A | N/A | N/A | N/A | N/A | N/A | N/A | N/A | N/A | N/A | N/A | NO | N/A | N/A | N/A | N/A | N/A | N/A | N/A | N/A | N/A | N/A | N/A | N/A | N/A | N/A | N/A | N/A | N/A | N/A | N/A | N/A | N/A | N/A | N/A | NO | NO | NO | 2017-06-24 | Mr. Steam Price Book 2017 | N/A
104040PC | ACCESSORY | Aroma Designer SteamHead | ACTIVE (ECOM) | AromaSteam Square 3 in. Steam Head in Polished Chrome | 767931111020 | 00767931111020 | POLISHED CHROME | MS AromaSteam Square SteamHead Polished Chrome (For iTempo And iTempo/Plus) | 185 | 129.5 | 2019-04-01 | Yes | 0.9 | 3 | 3 | 1.5 | 3 x 3 x 1.5 | 2 | 10 | 7 | 4 | 10 x 7 x 4 | We're passionate about steam, so we invest in every detail of our steam shower products. All of our steamheads leave a lasting visual imprint in any shower space. They provide a steam dispersion that has no moving parts, require no field assembly, and simple installation that matches any interior. Each of our steamhead designs will transform your shower giving you the atmosphere you desire-making steam second nature to your wellbeing. | Features oil reservoir for aroma therapy | Sleek black or white glass face complements the look of our glass face controls. It comes standard with glass face controls | No assembly of moving parts required | Standard with square designer finish controls | Available in 11 designer finishes to match your steam shower control selection | [5 empty] | N/A | N/A | N/A | N/A | NO | N/A | All eSeries Generators | N/A | N/A | N/A | https://cdn.intelligencebank.com/us/share/B3R/KeX0/21y6/original/steam-logo-white.jpg | http://public2.intelligencebank.com/e2c56f829e1e5d82347c365bf31980f6/e0d71ce40699e12b796c335dba66aef5/104040PC.jpg | N/A | N/A | https://vimeo.com/58153234 | https://vimeo.com/58153232 | https://vimeo.com/58179669 | N/A | http://prodrep.mrsteam.com/DocumentResources/d1f0ef4a-aa86-4f9f-b8e4-ceba8ace31f3.pdf | N/A | http://prodrep.mrsteam.com/DocumentResources/278f8bd4-e4dd-4dc6-bbf8-9b48e09be4aa.pdf | N/A | N/A | UNITED STATES | http://prodrep.mrsteam.com/DocumentResources/d6a61c17-60ee-4efc-b1ec-4fa4cb6c55b8.pdf | 72 HOURS | http://prodrep.mrsteam.com/DocumentResources/c48bdca4-da11-43ca-9a63-73a5bb12bf28.pdf | http://prodrep.mrsteam.com/DocumentResources/dd4f1f29-2cf5-4099-9caa-75d67217f5b4.pdf | http://prodrep.mrsteam.com/DocumentResources/fb82c221-da8d-4d90-ae1e-66670ba7542f.pdf | NO | Brass | N/A | NO | N/A | YES | NO | YES | NO | NO | N/A | N/A | Wall-Mount or Floor-Mount | NO | 1; EA | NO | NO | NO | NO | PESTICIDE/AEROSOL: NO | CHEMICAL/SOLVENT: NO | Lead: No Mercury: No Silver: No Cadmium: No Chromium: No Barium: No Arsenic: No Selenium: No | PARCEL | 70 | N/A | N/A | N/A | N/A | N/A | N/A | N/A | N/A | N/A | N/A | N/A | N/A | NO | N/A | N/A | N/A | N/A | N/A | N/A | N/A | N/A | N/A | N/A | N/A | N/A | N/A | N/A | N/A | N/A | N/A | N/A | N/A | N/A | N/A | N/A | N/A | NO | NO | NO | 2017-06-24 | Mr. Steam Price Book 2017 | N/A
104040PN | ACCESSORY | Aroma Designer SteamHead | ACTIVE (ECOM) | AromaSteam Square 3 in. Steam Head in Polished Nickel | 767931111075 | 00767931111075 | POLISHED NICKEL | MS AromaSteam Square SteamHead Polished Nickel (For iTempo And iTempo/Plus) | 285 | 199.5 | 2019-04-01 | Yes | 0.9 | 3 | 3 | 1.5 | 3 x 3 x 1.5 | 2 | 10 | 7 | 4 | 10 x 7 x 4 | We're passionate about steam, so we invest in every detail of our steam shower products. All of our steamheads leave a lasting visual imprint in any shower space. They provide a steam dispersion that has no moving parts, require no field assembly, and simple installation that matches any interior. Each of our steamhead designs will transform your shower giving you the atmosphere you desire-making steam second nature to your wellbeing. | Features oil reservoir for aroma therapy | Sleek black or white glass face complements the look of our glass face controls. It comes standard with glass face controls | No assembly of moving parts required | Standard with square designer finish controls | Available in 11 designer finishes to match your steam shower control selection | [5 empty] | N/A | N/A | N/A | N/A | NO | N/A | All eSeries Generators | N/A | N/A | N/A | https://cdn.intelligencebank.com/us/share/B3R/KeX0/21y6/original/steam-logo-white.jpg | http://public2.intelligencebank.com/e2c56f829e1e5d82347c365bf31980f6/1f2ff6aa134210e9c51c4b513bb14947/104040PN.jpg | N/A | N/A | https://vimeo.com/58153234 | https://vimeo.com/58153232 | https://vimeo.com/58179669 | N/A | http://prodrep.mrsteam.com/DocumentResources/d1f0ef4a-aa86-4f9f-b8e4-ceba8ace31f3.pdf | N/A | http://prodrep.mrsteam.com/DocumentResources/278f8bd4-e4dd-4dc6-bbf8-9b48e09be4aa.pdf | N/A | N/A | UNITED STATES | http://prodrep.mrsteam.com/DocumentResources/d6a61c17-60ee-4efc-b1ec-4fa4cb6c55b8.pdf | 72 HOURS | http://prodrep.mrsteam.com/DocumentResources/c48bdca4-da11-43ca-9a63-73a5bb12bf28.pdf | http://prodrep.mrsteam.com/DocumentResources/dd4f1f29-2cf5-4099-9caa-75d67217f5b4.pdf | http://prodrep.mrsteam.com/DocumentResources/fb82c221-da8d-4d90-ae1e-66670ba7542f.pdf | NO | Brass | N/A | NO | N/A | YES | NO | YES | NO | NO | N/A | N/A | Wall-Mount or Floor-Mount | NO | 1; EA | NO | NO | NO | NO | PESTICIDE/AEROSOL: NO | CHEMICAL/SOLVENT: NO | Lead: No Mercury: No Silver: No Cadmium: No Chromium: No Barium: No Arsenic: No Selenium: No | PARCEL | 70 | N/A | N/A | N/A | N/A | N/A | N/A | N/A | N/A | N/A | N/A | N/A | N/A | NO | N/A | N/A | N/A | N/A | N/A | N/A | N/A | N/A | N/A | N/A | N/A | N/A | N/A | N/A | N/A | N/A | N/A | N/A | N/A | N/A | N/A | N/A | N/A | NO | NO | NO | 2017-06-24 | Mr. Steam Price Book 2017 | N/A
104040RAW | ACCESSORY | Aroma Designer SteamHead | ACTIVE (ECOM) | AromaSteam Square 3 in. Steam Head in Un-plated | 767931150319 | 00767931150319 | CUSTOM PLATING | MS AromaSteam Square SteamHead Raw (For iTempo And iTempo/Plus) | 285 | 199.5 | 2019-04-01 | Yes | 0.9 | 3 | 3 | 1.5 | 3 x 3 x 1.5 | 2 | 10 | 7 | 4 | 10 x 7 x 4 | We're passionate about steam, so we invest in every detail of our steam shower products. All of our steamheads leave a lasting visual imprint in any shower space. They provide a steam dispersion that has no moving parts, require no field assembly, and simple installation that matches any interior. Each of our steamhead designs will transform your shower giving you the atmosphere you desire-making steam second nature to your wellbeing. | Features oil reservoir for aroma therapy | Sleek black or white glass face complements the look of our glass face controls. It comes standard with glass face controls | No assembly of moving parts required | Standard with square designer finish controls | Available in 11 designer finishes to match your steam shower control selection | [5 empty] | N/A | N/A | N/A | N/A | NO | N/A | All eSeries Generators | N/A | N/A | N/A | https://cdn.intelligencebank.com/us/share/B3R/KeX0/21y6/original/steam-logo-white.jpg | http://public2.intelligencebank.com/e2c56f829e1e5d82347c365bf31980f6/0244b38f9e2438e110576e9d15c2ac2a/104040RAW.jpg | N/A | N/A | https://vimeo.com/58153234 | https://vimeo.com/58153232 | https://vimeo.com/58179669 | N/A | http://prodrep.mrsteam.com/DocumentResources/d1f0ef4a-aa86-4f9f-b8e4-ceba8ace31f3.pdf | N/A | http://prodrep.mrsteam.com/DocumentResources/278f8bd4-e4dd-4dc6-bbf8-9b48e09be4aa.pdf | N/A | N/A | UNITED STATES | http://prodrep.mrsteam.com/DocumentResources/d6a61c17-60ee-4efc-b1ec-4fa4cb6c55b8.pdf | 72 HOURS | http://prodrep.mrsteam.com/DocumentResources/c48bdca4-da11-43ca-9a63-73a5bb12bf28.pdf | http://prodrep.mrsteam.com/DocumentResources/dd4f1f29-2cf5-4099-9caa-75d67217f5b4.pdf | http://prodrep.mrsteam.com/DocumentResources/fb82c221-da8d-4d90-ae1e-66670ba7542f.pdf | NO | Brass | N/A | NO | N/A | YES | NO | YES | NO | NO | N/A | N/A | Wall-Mount or Floor-Mount | NO | 1; EA | NO | NO | NO | NO | PESTICIDE/AEROSOL: NO | CHEMICAL/SOLVENT: NO | Lead: No Mercury: No Silver: No Cadmium: No Chromium: No Barium: No Arsenic: No Selenium: No | PARCEL | 70 | N/A | N/A | N/A | N/A | N/A | N/A | N/A | N/A | N/A | N/A | N/A | N/A | NO | N/A | N/A | N/A | N/A | N/A | N/A | N/A | N/A | N/A | N/A | N/A | N/A | N/A | N/A | N/A | N/A | N/A | N/A | N/A | N/A | N/A | N/A | N/A | NO | NO | NO | 2017-06-24 | Mr. Steam Price Book 2017 | N/A
104040SB | ACCESSORY | Aroma Designer SteamHead | ACTIVE (ECOM) | AromaSteam Square 3 in. Steam Head in Satin Brass | 767931911132 | 00767931911132 | SATIN BRASS | MS AromaSteam Square SteamHead Satin Brass (For iTempo And iTempo/Plus) | 285 | 199.5 | 2019-04-01 | Yes | 0.9 | 3 | 3 | 1.5 | 3 x 3 x 1.5 | 2 | 10 | 7 | 4 | 10 x 7 x 4 | We're passionate about steam, so we invest in every detail of our steam shower products. All of our steamheads leave a lasting visual imprint in any shower space. They provide a steam dispersion that has no moving parts, require no field assembly, and simple installation that matches any interior. Each of our steamhead designs will transform your shower giving you the atmosphere you desire-making steam second nature to your wellbeing. | Features oil reservoir for aroma therapy | Sleek black or white glass face complements the look of our glass face controls. It comes standard with glass face controls | No assembly of moving parts required | Standard with square designer finish controls | Available in 11 designer finishes to match your steam shower control selection | [5 empty] | N/A | N/A | N/A | N/A | NO | N/A | All eSeries Generators | N/A | N/A | N/A | https://cdn.intelligencebank.com/us/share/B3R/KeX0/21y6/original/steam-logo-white.jpg | http://public2.intelligencebank.com/e2c56f829e1e5d82347c365bf31980f6/6699928406af32c7758a8dd7b70c1a96/104040SB.jpg | N/A | N/A | https://vimeo.com/58153234 | https://vimeo.com/58153232 | https://vimeo.com/58179669 | N/A | http://prodrep.mrsteam.com/DocumentResources/d1f0ef4a-aa86-4f9f-b8e4-ceba8ace31f3.pdf | N/A | http://prodrep.mrsteam.com/DocumentResources/278f8bd4-e4dd-4dc6-bbf8-9b48e09be4aa.pdf | N/A | N/A | UNITED STATES | http://prodrep.mrsteam.com/DocumentResources/d6a61c17-60ee-4efc-b1ec-4fa4cb6c55b8.pdf | 72 HOURS | http://prodrep.mrsteam.com/DocumentResources/c48bdca4-da11-43ca-9a63-73a5bb12bf28.pdf | http://prodrep.mrsteam.com/DocumentResources/dd4f1f29-2cf5-4099-9caa-75d67217f5b4.pdf | http://prodrep.mrsteam.com/DocumentResources/fb82c221-da8d-4d90-ae1e-66670ba7542f.pdf | NO | Brass | N/A | NO | N/A | YES | NO | YES | NO | NO | N/A | N/A | Wall-Mount or Floor-Mount | NO | 1; EA | NO | NO | NO | NO | PESTICIDE/AEROSOL: NO | CHEMICAL/SOLVENT: NO | Lead: No Mercury: No Silver: No Cadmium: No Chromium: No Barium: No Arsenic: No Selenium: No | PARCEL | 70 | N/A | N/A | N/A | N/A | N/A | N/A | N/A | N/A | N/A | N/A | N/A | N/A | NO | N/A | N/A | N/A | N/A | N/A | N/A | N/A | N/A | N/A | N/A | N/A | N/A | N/A | N/A | N/A | N/A | N/A | N/A | N/A | N/A | N/A | N/A | N/A | NO | NO | NO | 2017-06-24 | Mr. Steam Price Book 2017 | N/A
104104BLK | ACCESSORY | Aroma Glass SteamHead | DISCONTINUED | AromaSteam 3 in. Steam Head Black | 767931150395 | 00767931150395 | BLACK | iSteam SteamHead in Black | 215 | 150.5 | 2019-02-01 | Yes | 0.8 | 3 | 3 | 1 | 3 x 3 x 1 | 2 | 10 | 7 | 4 | 10 x 7 x 4 | We're passionate about steam, so we invest in every detail of our steam shower products. All of our steamheads leave a lasting visual imprint in any shower space. They provide a steam dispersion that has no moving parts, require no field assembly, and simple installation that matches any interior. Each of our steamhead designs will transform your shower giving you the atmosphere you desire-making steam second nature to your wellbeing. | Features oil reservoir for aroma therapy | Sleek black or white glass face complements the look of our glass face controls. It comes standard with glass face controls | No assembly of moving parts required | Standard with glass finish controls | Available in 7 metal trim finishes to match your control selection | [5 empty] | N/A | N/A | N/A | N/A | NO | N/A | All eSeries Generators | N/A | N/A | N/A | https://cdn.intelligencebank.com/us/share/B3R/KeX0/21y6/original/steam-logo-white.jpg | http://public2.intelligencebank.com/e2c56f829e1e5d82347c365bf31980f6/2adb9c7223f51277e328324a36777f7a/104104BLK.jpg | N/A | N/A | https://vimeo.com/58153234 | https://vimeo.com/58153232 | https://vimeo.com/58179669 | N/A | http://prodrep.mrsteam.com/DocumentResources/d1f0ef4a-aa86-4f9f-b8e4-ceba8ace31f3.pdf | N/A | http://prodrep.mrsteam.com/DocumentResources/278f8bd4-e4dd-4dc6-bbf8-9b48e09be4aa.pdf | N/A | N/A | UNITED STATES | http://prodrep.mrsteam.com/DocumentResources/d6a61c17-60ee-4efc-b1ec-4fa4cb6c55b8.pdf | 72 HOURS |  |  | http://prodrep.mrsteam.com/DocumentResources/fb82c221-da8d-4d90-ae1e-66670ba7542f.pdf | NO | Brass | N/A | NO | N/A | YES | NO | YES | NO | NO | N/A | N/A | Wall-Mount or Floor-Mount | NO | 1; EA | NO | NO | NO | NO | PESTICIDE/AEROSOL: NO | CHEMICAL/SOLVENT: NO | Lead: No Mercury: No Silver: No Cadmium: No Chromium: No Barium: No Arsenic: No Selenium: No | PARCEL | 70 | N/A | N/A | N/A | N/A | N/A | N/A | N/A | N/A | N/A | N/A | N/A | N/A | NO | N/A | N/A | N/A | N/A | N/A | N/A | N/A | N/A | N/A | N/A | N/A | N/A | N/A | N/A | N/A | N/A | N/A | N/A | N/A | N/A | N/A | N/A | N/A | NO | YES | NO | 2017-06-24 | Mr. Steam Price Book 2017 | N/A
104104WH | ACCESSORY | Aroma Glass SteamHead | DISCONTINUED | AromaSteam 3 in. Steam Head White | 767931150401 | 00767931150401 | WHITE | iSteam SteamHead in White | 215 | 150.5 | 2019-02-01 | Yes | 0.8 | 3 | 3 | 1 | 3 x 3 x 1 | 2 | 10 | 7 | 4 | 10 x 7 x 4 | We're passionate about steam, so we invest in every detail of our steam shower products. All of our steamheads leave a lasting visual imprint in any shower space. They provide a steam dispersion that has no moving parts, require no field assembly, and simple installation that matches any interior. Each of our steamhead designs will transform your shower giving you the atmosphere you desire-making steam second nature to your wellbeing. | Features oil reservoir for aroma therapy | Sleek black or white glass face complements the look of our glass face controls. It comes standard with glass face controls | No assembly of moving parts required | Standard with glass finish controls | Available in 7 metal trim finishes to match your control selection | [5 empty] | N/A | N/A | N/A | N/A | NO | N/A | All eSeries Generators | N/A | N/A | N/A | https://cdn.intelligencebank.com/us/share/B3R/KeX0/21y6/original/steam-logo-white.jpg | http://public2.intelligencebank.com/e2c56f829e1e5d82347c365bf31980f6/a90243b551b43cc676c75bd47f37fbf9/104104WH.jpg | N/A | N/A | https://vimeo.com/58153234 | https://vimeo.com/58153232 | https://vimeo.com/58179669 | N/A | http://prodrep.mrsteam.com/DocumentResources/d1f0ef4a-aa86-4f9f-b8e4-ceba8ace31f3.pdf | N/A | http://prodrep.mrsteam.com/DocumentResources/278f8bd4-e4dd-4dc6-bbf8-9b48e09be4aa.pdf | N/A | N/A | UNITED STATES | http://prodrep.mrsteam.com/DocumentResources/d6a61c17-60ee-4efc-b1ec-4fa4cb6c55b8.pdf | 72 HOURS |  |  | http://prodrep.mrsteam.com/DocumentResources/fb82c221-da8d-4d90-ae1e-66670ba7542f.pdf | NO | Brass | N/A | NO | N/A | YES | NO | YES | NO | NO | N/A | N/A | Wall-Mount or Floor-Mount | NO | 1; EA | NO | NO | NO | NO | PESTICIDE/AEROSOL: NO | CHEMICAL/SOLVENT: NO | Lead: No Mercury: No Silver: No Cadmium: No Chromium: No Barium: No Arsenic: No Selenium: No | PARCEL | 70 | N/A | N/A | N/A | N/A | N/A | N/A | N/A | N/A | N/A | N/A | N/A | N/A | NO | N/A | N/A | N/A | N/A | N/A | N/A | N/A | N/A | N/A | N/A | N/A | N/A | N/A | N/A | N/A | N/A | N/A | N/A | N/A | N/A | N/A | N/A | N/A | NO | YES | NO | 2017-06-24 | Mr. Steam Price Book 2017 | N/A
104104BK-BB | ACCESSORY | Aroma Glass SteamHead | ACTIVE (ECOM) | AromaSteam 3 in. Steam Head Black Brushed Bronze | 767931905735 | 00767931905735 | BRUSHED BRONZE | AirTempo Aroma SteamHead Black Brushed Bronze | 305 | 213.5 | 2019-04-01 | Yes | 0.8 | 3 | 3 | 1.5 | 3 x 3 x 1.5 | 2 | 10 | 7 | 4 | 10 x 7 x 4 | We're passionate about steam, so we invest in every detail of our steam shower products. All of our steamheads leave a lasting visual imprint in any shower space. They provide a steam dispersion that has no moving parts, require no field assembly, and simple installation that matches any interior. Each of our steamhead designs will transform your shower giving you the atmosphere you desire-making steam second nature to your wellbeing. | Features oil reservoir for aroma therapy | Sleek black or white glass face complements the look of our glass face controls. It comes standard with glass face controls | No assembly of moving parts required | Standard with glass finish controls | Available in 7 metal trim finishes to match your control selection | [5 empty] | N/A | N/A | N/A | N/A | NO | N/A | All eSeries Generators | N/A | N/A | N/A | https://cdn.intelligencebank.com/us/share/B3R/KeX0/21y6/original/steam-logo-white.jpg | http://public2.intelligencebank.com/e2c56f829e1e5d82347c365bf31980f6/584886a146acd740db9992685c219d1c/104104BK-BB.jpg | http://public2.intelligencebank.com/e2c56f829e1e5d82347c365bf31980f6/5e436436c8a3dcfdf5900bd38da3a92b/104104-BB.jpg | N/A | https://vimeo.com/58153234 | https://vimeo.com/58153232 | https://vimeo.com/58179669 | N/A | http://prodrep.mrsteam.com/DocumentResources/d1f0ef4a-aa86-4f9f-b8e4-ceba8ace31f3.pdf | N/A | http://prodrep.mrsteam.com/DocumentResources/278f8bd4-e4dd-4dc6-bbf8-9b48e09be4aa.pdf | N/A | N/A | UNITED STATES | http://prodrep.mrsteam.com/DocumentResources/d6a61c17-60ee-4efc-b1ec-4fa4cb6c55b8.pdf | 72 HOURS | http://prodrep.mrsteam.com/DocumentResources/c48bdca4-da11-43ca-9a63-73a5bb12bf28.pdf | http://prodrep.mrsteam.com/DocumentResources/dd4f1f29-2cf5-4099-9caa-75d67217f5b4.pdf | http://prodrep.mrsteam.com/DocumentResources/fb82c221-da8d-4d90-ae1e-66670ba7542f.pdf | NO | Brass | N/A | NO | N/A | YES | NO | YES | NO | NO | N/A | N/A | Wall-Mount or Floor-Mount | NO | 1; EA | NO | NO | NO | NO | PESTICIDE/AEROSOL: NO | CHEMICAL/SOLVENT: NO | Lead: No Mercury: No Silver: No Cadmium: No Chromium: No Barium: No Arsenic: No Selenium: No | PARCEL | 70 | N/A | N/A | N/A | N/A | N/A | N/A | N/A | N/A | N/A | N/A | N/A | N/A | NO | N/A | N/A | N/A | N/A | N/A | N/A | N/A | N/A | N/A | N/A | N/A | N/A | N/A | N/A | N/A | N/A | N/A | N/A | N/A | N/A | N/A | N/A | N/A | NO | NO | NO | 2017-06-24 | Mr. Steam Price Book 2017 | N/A
104104BK-BN | ACCESSORY | Aroma Glass SteamHead | ACTIVE (ECOM) | AromaSteam 3 in. Steam Head Black Brushed Nickel | 767931905766 | 00767931905766 | BRUSHED NICKEL | AirTempo Aroma SteamHead Black Brushed Nickel | 305 | 213.5 | 2019-04-01 | Yes | 0.8 | 3 | 3 | 1.5 | 3 x 3 x 1.5 | 2 | 10 | 7 | 4 | 10 x 7 x 4 | We're passionate about steam, so we invest in every detail of our steam shower products. All of our steamheads leave a lasting visual imprint in any shower space. They provide a steam dispersion that has no moving parts, require no field assembly, and simple installation that matches any interior. Each of our steamhead designs will transform your shower giving you the atmosphere you desire-making steam second nature to your wellbeing. | Features oil reservoir for aroma therapy | Sleek black or white glass face complements the look of our glass face controls. It comes standard with glass face controls | No assembly of moving parts required | Standard with glass finish controls | Available in 7 metal trim finishes to match your control selection | [5 empty] | N/A | N/A | N/A | N/A | NO | N/A | All eSeries Generators | N/A | N/A | N/A | https://cdn.intelligencebank.com/us/share/B3R/KeX0/21y6/original/steam-logo-white.jpg | http://public2.intelligencebank.com/e2c56f829e1e5d82347c365bf31980f6/1b38502bcbadb52efa681dcfc1c06736/104104BK-BN.jpg | http://public2.intelligencebank.com/e2c56f829e1e5d82347c365bf31980f6/bd1b553b985205bcb0f891ff52896e22/104104-BN.jpg | N/A | https://vimeo.com/58153234 | https://vimeo.com/58153232 | https://vimeo.com/58179669 | N/A | http://prodrep.mrsteam.com/DocumentResources/d1f0ef4a-aa86-4f9f-b8e4-ceba8ace31f3.pdf | N/A | http://prodrep.mrsteam.com/DocumentResources/278f8bd4-e4dd-4dc6-bbf8-9b48e09be4aa.pdf | N/A | N/A | UNITED STATES | http://prodrep.mrsteam.com/DocumentResources/d6a61c17-60ee-4efc-b1ec-4fa4cb6c55b8.pdf | 72 HOURS | http://prodrep.mrsteam.com/DocumentResources/c48bdca4-da11-43ca-9a63-73a5bb12bf28.pdf | http://prodrep.mrsteam.com/DocumentResources/dd4f1f29-2cf5-4099-9caa-75d67217f5b4.pdf | http://prodrep.mrsteam.com/DocumentResources/fb82c221-da8d-4d90-ae1e-66670ba7542f.pdf | NO | Brass | N/A | NO | N/A | YES | NO | YES | NO | NO | N/A | N/A | Wall-Mount or Floor-Mount | NO | 1; EA | NO | NO | NO | NO | PESTICIDE/AEROSOL: NO | CHEMICAL/SOLVENT: NO | Lead: No Mercury: No Silver: No Cadmium: No Chromium: No Barium: No Arsenic: No Selenium: No | PARCEL | 70 | N/A | N/A | N/A | N/A | N/A | N/A | N/A | N/A | N/A | N/A | N/A | N/A | NO | N/A | N/A | N/A | N/A | N/A | N/A | N/A | N/A | N/A | N/A | N/A | N/A | N/A | N/A | N/A | N/A | N/A | N/A | N/A | N/A | N/A | N/A | N/A | NO | NO | NO | 2017-06-24 | Mr. Steam Price Book 2017 | N/A
104104BK-ORB | ACCESSORY | Aroma Glass SteamHead | ACTIVE (ECOM) | AromaSteam 3 in. Steam Head Black Oil Rubbed Bronze | 767931905728 | 00767931905728 | OIL RUBBED BRONZE | AirTempo Aroma SteamHead Black Oil Rubbed Bronze | 305 | 213.5 | 2019-04-01 | Yes | 0.8 | 3 | 3 | 1.5 | 3 x 3 x 1.5 | 2 | 10 | 7 | 4 | 10 x 7 x 4 | We're passionate about steam, so we invest in every detail of our steam shower products. All of our steamheads leave a lasting visual imprint in any shower space. They provide a steam dispersion that has no moving parts, require no field assembly, and simple installation that matches any interior. Each of our steamhead designs will transform your shower giving you the atmosphere you desire-making steam second nature to your wellbeing. | Features oil reservoir for aroma therapy | Sleek black or white glass face complements the look of our glass face controls. It comes standard with glass face controls | No assembly of moving parts required | Standard with glass finish controls | Available in 7 metal trim finishes to match your control selection | [5 empty] | N/A | N/A | N/A | N/A | NO | N/A | All eSeries Generators | N/A | N/A | N/A | https://cdn.intelligencebank.com/us/share/B3R/KeX0/21y6/original/steam-logo-white.jpg | http://public2.intelligencebank.com/e2c56f829e1e5d82347c365bf31980f6/527d304074e68cb1587279ad327c8be0/104104BK-ORB.jpg | http://public2.intelligencebank.com/e2c56f829e1e5d82347c365bf31980f6/0c79f6d4395958babe8d14f11870108d/104104-ORB.jpg | N/A | https://vimeo.com/58153234 | https://vimeo.com/58153232 | https://vimeo.com/58179669 | N/A | http://prodrep.mrsteam.com/DocumentResources/d1f0ef4a-aa86-4f9f-b8e4-ceba8ace31f3.pdf | N/A | http://prodrep.mrsteam.com/DocumentResources/278f8bd4-e4dd-4dc6-bbf8-9b48e09be4aa.pdf | N/A | N/A | UNITED STATES | http://prodrep.mrsteam.com/DocumentResources/d6a61c17-60ee-4efc-b1ec-4fa4cb6c55b8.pdf | 72 HOURS | http://prodrep.mrsteam.com/DocumentResources/c48bdca4-da11-43ca-9a63-73a5bb12bf28.pdf | http://prodrep.mrsteam.com/DocumentResources/dd4f1f29-2cf5-4099-9caa-75d67217f5b4.pdf | http://prodrep.mrsteam.com/DocumentResources/fb82c221-da8d-4d90-ae1e-66670ba7542f.pdf | NO | Brass | N/A | NO | N/A | YES | NO | YES | NO | NO | N/A | N/A | Wall-Mount or Floor-Mount | NO | 1; EA | NO | NO | NO | NO | PESTICIDE/AEROSOL: NO | CHEMICAL/SOLVENT: NO | Lead: No Mercury: No Silver: No Cadmium: No Chromium: No Barium: No Arsenic: No Selenium: No | PARCEL | 70 | N/A | N/A | N/A | N/A | N/A | N/A | N/A | N/A | N/A | N/A | N/A | N/A | NO | N/A | N/A | N/A | N/A | N/A | N/A | N/A | N/A | N/A | N/A | N/A | N/A | N/A | N/A | N/A | N/A | N/A | N/A | N/A | N/A | N/A | N/A | N/A | NO | NO | NO | 2017-06-24 | Mr. Steam Price Book 2017 | N/A
104104BK-PB | ACCESSORY | Aroma Glass SteamHead | ACTIVE (ECOM) | AromaSteam 3 in. Steam Head Black Polished Brass | 767931905742 | 00767931905742 | POLISHED BRASS | AirTempo Aroma SteamHead Black Polished Brass | 305 | 213.5 | 2019-04-01 | Yes | 0.8 | 3 | 3 | 1.5 | 3 x 3 x 1.5 | 2 | 10 | 7 | 4 | 10 x 7 x 4 | We're passionate about steam, so we invest in every detail of our steam shower products. All of our steamheads leave a lasting visual imprint in any shower space. They provide a steam dispersion that has no moving parts, require no field assembly, and simple installation that matches any interior. Each of our steamhead designs will transform your shower giving you the atmosphere you desire-making steam second nature to your wellbeing. | Features oil reservoir for aroma therapy | Sleek black or white glass face complements the look of our glass face controls. It comes standard with glass face controls | No assembly of moving parts required | Standard with glass finish controls | Available in 7 metal trim finishes to match your control selection | [5 empty] | N/A | N/A | N/A | N/A | NO | N/A | All eSeries Generators | N/A | N/A | N/A | https://cdn.intelligencebank.com/us/share/B3R/KeX0/21y6/original/steam-logo-white.jpg | http://public2.intelligencebank.com/e2c56f829e1e5d82347c365bf31980f6/02bb5c3fb7b23e0f31831f0f221c7320/104104BK-PB.jpg | http://public2.intelligencebank.com/e2c56f829e1e5d82347c365bf31980f6/ac68fdc99e0bc1145ea8760ec8a80374/104104-PB.jpg | N/A | https://vimeo.com/58153234 | https://vimeo.com/58153232 | https://vimeo.com/58179669 | N/A | http://prodrep.mrsteam.com/DocumentResources/d1f0ef4a-aa86-4f9f-b8e4-ceba8ace31f3.pdf | N/A | http://prodrep.mrsteam.com/DocumentResources/278f8bd4-e4dd-4dc6-bbf8-9b48e09be4aa.pdf | N/A | N/A | UNITED STATES | http://prodrep.mrsteam.com/DocumentResources/d6a61c17-60ee-4efc-b1ec-4fa4cb6c55b8.pdf | 72 HOURS | http://prodrep.mrsteam.com/DocumentResources/c48bdca4-da11-43ca-9a63-73a5bb12bf28.pdf | http://prodrep.mrsteam.com/DocumentResources/dd4f1f29-2cf5-4099-9caa-75d67217f5b4.pdf | http://prodrep.mrsteam.com/DocumentResources/fb82c221-da8d-4d90-ae1e-66670ba7542f.pdf | NO | Brass | N/A | NO | N/A | YES | NO | YES | NO | NO | N/A | N/A | Wall-Mount or Floor-Mount | NO | 1; EA | NO | NO | NO | NO | PESTICIDE/AEROSOL: NO | CHEMICAL/SOLVENT: NO | Lead: No Mercury: No Silver: No Cadmium: No Chromium: No Barium: No Arsenic: No Selenium: No | PARCEL | 70 | N/A | N/A | N/A | N/A | N/A | N/A | N/A | N/A | N/A | N/A | N/A | N/A | NO | N/A | N/A | N/A | N/A | N/A | N/A | N/A | N/A | N/A | N/A | N/A | N/A | N/A | N/A | N/A | N/A | N/A | N/A | N/A | N/A | N/A | N/A | N/A | NO | NO | NO | 2017-06-24 | Mr. Steam Price Book 2017 | N/A
104104BK-PC | ACCESSORY | Aroma Glass SteamHead | ACTIVE (ECOM) | AromaSteam 3 in. Steam Head Black Polished Chrome | 767931905711 | 00767931905711 | POLISHED CHROME | AirTempo Aroma SteamHead Black Polished Chrome | 205 | 143.5 | 2019-04-01 | Yes | 0.8 | 3 | 3 | 1.5 | 3 x 3 x 1.5 | 2 | 10 | 7 | 4 | 10 x 7 x 4 | We're passionate about steam, so we invest in every detail of our steam shower products. All of our steamheads leave a lasting visual imprint in any shower space. They provide a steam dispersion that has no moving parts, require no field assembly, and simple installation that matches any interior. Each of our steamhead designs will transform your shower giving you the atmosphere you desire-making steam second nature to your wellbeing. | Features oil reservoir for aroma therapy | Sleek black or white glass face complements the look of our glass face controls. It comes standard with glass face controls | No assembly of moving parts required | Standard with glass finish controls | Available in 7 metal trim finishes to match your control selection | [5 empty] | N/A | N/A | N/A | N/A | NO | N/A | All eSeries Generators | N/A | N/A | N/A | https://cdn.intelligencebank.com/us/share/B3R/KeX0/21y6/original/steam-logo-white.jpg | http://public2.intelligencebank.com/e2c56f829e1e5d82347c365bf31980f6/a2d95d85079c8138caef0e78041f47b4/104104BK-PC.jpg | http://public2.intelligencebank.com/e2c56f829e1e5d82347c365bf31980f6/1335ee83a27fa698cd1291b4051a8467/104104-PC.jpg | N/A | https://vimeo.com/58153234 | https://vimeo.com/58153232 | https://vimeo.com/58179669 | N/A | http://prodrep.mrsteam.com/DocumentResources/d1f0ef4a-aa86-4f9f-b8e4-ceba8ace31f3.pdf | N/A | http://prodrep.mrsteam.com/DocumentResources/278f8bd4-e4dd-4dc6-bbf8-9b48e09be4aa.pdf | N/A | N/A | UNITED STATES | http://prodrep.mrsteam.com/DocumentResources/d6a61c17-60ee-4efc-b1ec-4fa4cb6c55b8.pdf | 72 HOURS | http://prodrep.mrsteam.com/DocumentResources/c48bdca4-da11-43ca-9a63-73a5bb12bf28.pdf | http://prodrep.mrsteam.com/DocumentResources/dd4f1f29-2cf5-4099-9caa-75d67217f5b4.pdf | http://prodrep.mrsteam.com/DocumentResources/fb82c221-da8d-4d90-ae1e-66670ba7542f.pdf | NO | Brass | N/A | NO | N/A | YES | NO | YES | NO | NO | N/A | N/A | Wall-Mount or Floor-Mount | NO | 1; EA | NO | NO | NO | NO | PESTICIDE/AEROSOL: NO | CHEMICAL/SOLVENT: NO | Lead: No Mercury: No Silver: No Cadmium: No Chromium: No Barium: No Arsenic: No Selenium: No | PARCEL | 70 | N/A | N/A | N/A | N/A | N/A | N/A | N/A | N/A | N/A | N/A | N/A | N/A | NO | N/A | N/A | N/A | N/A | N/A | N/A | N/A | N/A | N/A | N/A | N/A | N/A | N/A | N/A | N/A | N/A | N/A | N/A | N/A | N/A | N/A | N/A | N/A | NO | NO | NO | 2017-06-24 | Mr. Steam Price Book 2017 | N/A
104104BK-PN | ACCESSORY | Aroma Glass SteamHead | ACTIVE (ECOM) | AromaSteam 3 in. Steam Head Black Polished Nickel | 767931905759 | 00767931905759 | POLISHED NICKEL | AirTempo Aroma SteamHead Black Polished Nickel | 305 | 213.5 | 2019-04-01 | Yes | 0.8 | 3 | 3 | 1.5 | 3 x 3 x 1.5 | 2 | 10 | 7 | 4 | 10 x 7 x 4 | We're passionate about steam, so we invest in every detail of our steam shower products. All of our steamheads leave a lasting visual imprint in any shower space. They provide a steam dispersion that has no moving parts, require no field assembly, and simple installation that matches any interior. Each of our steamhead designs will transform your shower giving you the atmosphere you desire-making steam second nature to your wellbeing. | Features oil reservoir for aroma therapy | Sleek black or white glass face complements the look of our glass face controls. It comes standard with glass face controls | No assembly of moving parts required | Standard with glass finish controls | Available in 7 metal trim finishes to match your control selection | [5 empty] | N/A | N/A | N/A | N/A | NO | N/A | All eSeries Generators | N/A | N/A | N/A | https://cdn.intelligencebank.com/us/share/B3R/KeX0/21y6/original/steam-logo-white.jpg | http://public2.intelligencebank.com/e2c56f829e1e5d82347c365bf31980f6/65ea6bbe968b0f649abd58c4396eb6ba/104104BK-PN.jpg | http://public2.intelligencebank.com/e2c56f829e1e5d82347c365bf31980f6/d8d08ead6015f73d4ac6a2ac24ecd51d/104104-PN.jpg | N/A | https://vimeo.com/58153234 | https://vimeo.com/58153232 | https://vimeo.com/58179669 | N/A | http://prodrep.mrsteam.com/DocumentResources/d1f0ef4a-aa86-4f9f-b8e4-ceba8ace31f3.pdf | N/A | http://prodrep.mrsteam.com/DocumentResources/278f8bd4-e4dd-4dc6-bbf8-9b48e09be4aa.pdf | N/A | N/A | UNITED STATES | http://prodrep.mrsteam.com/DocumentResources/d6a61c17-60ee-4efc-b1ec-4fa4cb6c55b8.pdf | 72 HOURS | http://prodrep.mrsteam.com/DocumentResources/c48bdca4-da11-43ca-9a63-73a5bb12bf28.pdf | http://prodrep.mrsteam.com/DocumentResources/dd4f1f29-2cf5-4099-9caa-75d67217f5b4.pdf | http://prodrep.mrsteam.com/DocumentResources/fb82c221-da8d-4d90-ae1e-66670ba7542f.pdf | NO | Brass | N/A | NO | N/A | YES | NO | YES | NO | NO | N/A | N/A | Wall-Mount or Floor-Mount | NO | 1; EA | NO | NO | NO | NO | PESTICIDE/AEROSOL: NO | CHEMICAL/SOLVENT: NO | Lead: No Mercury: No Silver: No Cadmium: No Chromium: No Barium: No Arsenic: No Selenium: No | PARCEL | 70 | N/A | N/A | N/A | N/A | N/A | N/A | N/A | N/A | N/A | N/A | N/A | N/A | NO | N/A | N/A | N/A | N/A | N/A | N/A | N/A | N/A | N/A | N/A | N/A | N/A | N/A | N/A | N/A | N/A | N/A | N/A | N/A | N/A | N/A | N/A | N/A | NO | NO | NO | 2017-06-24 | Mr. Steam Price Book 2017 | N/A
104104BK-SB | ACCESSORY | Aroma Glass SteamHead | ACTIVE (ECOM) | AromaSteam 3 in. Steam Head Black Satin Brass | 767931911149 | 00767931911149 | SATIN BRASS | AirTempo Aroma SteamHead Black Satin Brass | 305 | 213.5 | 2019-04-01 | Yes | 0.8 | 3 | 3 | 1.5 | 3 x 3 x 1.5 | 2 | 10 | 7 | 4 | 10 x 7 x 4 | We're passionate about steam, so we invest in every detail of our steam shower products. All of our steamheads leave a lasting visual imprint in any shower space. They provide a steam dispersion that has no moving parts, require no field assembly, and simple installation that matches any interior. Each of our steamhead designs will transform your shower giving you the atmosphere you desire-making steam second nature to your wellbeing. | Features oil reservoir for aroma therapy | Sleek black or white glass face complements the look of our glass face controls. It comes standard with glass face controls | No assembly of moving parts required | Standard with glass finish controls | Available in 7 metal trim finishes to match your control selection | [5 empty] | N/A | N/A | N/A | N/A | NO | N/A | All eSeries Generators | N/A | N/A | N/A | https://cdn.intelligencebank.com/us/share/B3R/KeX0/21y6/original/steam-logo-white.jpg | http://public2.intelligencebank.com/e2c56f829e1e5d82347c365bf31980f6/438d8e1453e05893d94ce941e39588a1/104104BK-SB.jpg | N/A | N/A | https://vimeo.com/58153234 | https://vimeo.com/58153232 | https://vimeo.com/58179669 | N/A | http://prodrep.mrsteam.com/DocumentResources/d1f0ef4a-aa86-4f9f-b8e4-ceba8ace31f3.pdf | N/A | http://prodrep.mrsteam.com/DocumentResources/278f8bd4-e4dd-4dc6-bbf8-9b48e09be4aa.pdf | N/A | N/A | UNITED STATES | http://prodrep.mrsteam.com/DocumentResources/d6a61c17-60ee-4efc-b1ec-4fa4cb6c55b8.pdf | 72 HOURS | http://prodrep.mrsteam.com/DocumentResources/c48bdca4-da11-43ca-9a63-73a5bb12bf28.pdf | http://prodrep.mrsteam.com/DocumentResources/dd4f1f29-2cf5-4099-9caa-75d67217f5b4.pdf | http://prodrep.mrsteam.com/DocumentResources/fb82c221-da8d-4d90-ae1e-66670ba7542f.pdf | NO | Brass | N/A | NO | N/A | YES | NO | YES | NO | NO | N/A | N/A | Wall-Mount or Floor-Mount | NO | 1; EA | NO | NO | NO | NO | PESTICIDE/AEROSOL: NO | CHEMICAL/SOLVENT: NO | Lead: No Mercury: No Silver: No Cadmium: No Chromium: No Barium: No Arsenic: No Selenium: No | PARCEL | 70 | N/A | N/A | N/A | N/A | N/A | N/A | N/A | N/A | N/A | N/A | N/A | N/A | NO | N/A | N/A | N/A | N/A | N/A | N/A | N/A | N/A | N/A | N/A | N/A | N/A | N/A | N/A | N/A | N/A | N/A | N/A | N/A | N/A | N/A | N/A | N/A | NO | NO | NO | 2017-06-24 | Mr. Steam Price Book 2017 | N/A
104104WH-BB | ACCESSORY | Aroma Glass SteamHead | ACTIVE (ECOM) | AromaSteam 3 in. Steam Head White Brushed Bronze | 767931905797 | 00767931905797 | BRUSHED BRONZE | AirTempo Aroma SteamHead White Brushed Bronze | 305 | 213.5 | 2019-04-01 | Yes | 0.8 | 3 | 3 | 1.5 | 3 x 3 x 1.5 | 2 | 10 | 7 | 4 | 10 x 7 x 4 | We're passionate about steam, so we invest in every detail of our steam shower products. All of our steamheads leave a lasting visual imprint in any shower space. They provide a steam dispersion that has no moving parts, require no field assembly, and simple installation that matches any interior. Each of our steamhead designs will transform your shower giving you the atmosphere you desire-making steam second nature to your wellbeing. | Features oil reservoir for aroma therapy | Sleek black or white glass face complements the look of our glass face controls. It comes standard with glass face controls | No assembly of moving parts required | Standard with glass finish controls | Available in 7 metal trim finishes to match your control selection | [5 empty] | N/A | N/A | N/A | N/A | NO | N/A | All eSeries Generators | N/A | N/A | N/A | https://cdn.intelligencebank.com/us/share/B3R/KeX0/21y6/original/steam-logo-white.jpg | http://public2.intelligencebank.com/e2c56f829e1e5d82347c365bf31980f6/80b4238ac35cb6952acdf2e7ac491f13/104104WH-BB.jpg | http://public2.intelligencebank.com/e2c56f829e1e5d82347c365bf31980f6/5e436436c8a3dcfdf5900bd38da3a92b/104104-BB.jpg | N/A | https://vimeo.com/58153234 | https://vimeo.com/58153232 | https://vimeo.com/58179669 | N/A | http://prodrep.mrsteam.com/DocumentResources/d1f0ef4a-aa86-4f9f-b8e4-ceba8ace31f3.pdf | N/A | http://prodrep.mrsteam.com/DocumentResources/278f8bd4-e4dd-4dc6-bbf8-9b48e09be4aa.pdf | N/A | N/A | UNITED STATES | http://prodrep.mrsteam.com/DocumentResources/d6a61c17-60ee-4efc-b1ec-4fa4cb6c55b8.pdf | 72 HOURS | http://prodrep.mrsteam.com/DocumentResources/c48bdca4-da11-43ca-9a63-73a5bb12bf28.pdf | http://prodrep.mrsteam.com/DocumentResources/dd4f1f29-2cf5-4099-9caa-75d67217f5b4.pdf | http://prodrep.mrsteam.com/DocumentResources/fb82c221-da8d-4d90-ae1e-66670ba7542f.pdf | NO | Brass | N/A | NO | N/A | YES | NO | YES | NO | NO | N/A | N/A | Wall-Mount or Floor-Mount | NO | 1; EA | NO | NO | NO | NO | PESTICIDE/AEROSOL: NO | CHEMICAL/SOLVENT: NO | Lead: No Mercury: No Silver: No Cadmium: No Chromium: No Barium: No Arsenic: No Selenium: No | PARCEL | 70 | N/A | N/A | N/A | N/A | N/A | N/A | N/A | N/A | N/A | N/A | N/A | N/A | NO | N/A | N/A | N/A | N/A | N/A | N/A | N/A | N/A | N/A | N/A | N/A | N/A | N/A | N/A | N/A | N/A | N/A | N/A | N/A | N/A | N/A | N/A | N/A | NO | NO | NO | 2017-06-24 | Mr. Steam Price Book 2017 | N/A
104104WH-BN | ACCESSORY | Aroma Glass SteamHead | ACTIVE (ECOM) | AromaSteam 3 in. Steam Head White Brushed Nickel | 767931905827 | 00767931905827 | BRUSHED NICKEL | AirTempo Aroma SteamHead White Brushed Nickel | 305 | 213.5 | 2019-04-01 | Yes | 0.8 | 3 | 3 | 1.5 | 3 x 3 x 1.5 | 2 | 10 | 7 | 4 | 10 x 7 x 4 | We're passionate about steam, so we invest in every detail of our steam shower products. All of our steamheads leave a lasting visual imprint in any shower space. They provide a steam dispersion that has no moving parts, require no field assembly, and simple installation that matches any interior. Each of our steamhead designs will transform your shower giving you the atmosphere you desire-making steam second nature to your wellbeing. | Features oil reservoir for aroma therapy | Sleek black or white glass face complements the look of our glass face controls. It comes standard with glass face controls | No assembly of moving parts required | Standard with glass finish controls | Available in 7 metal trim finishes to match your control selection | [5 empty] | N/A | N/A | N/A | N/A | NO | N/A | All eSeries Generators | N/A | N/A | N/A | https://cdn.intelligencebank.com/us/share/B3R/KeX0/21y6/original/steam-logo-white.jpg | http://public2.intelligencebank.com/e2c56f829e1e5d82347c365bf31980f6/35828dea7f9d991a89a671efa3da2c6d/104104WH-BN.jpg | http://public2.intelligencebank.com/e2c56f829e1e5d82347c365bf31980f6/bd1b553b985205bcb0f891ff52896e22/104104-BN.jpg | N/A | https://vimeo.com/58153234 | https://vimeo.com/58153232 | https://vimeo.com/58179669 | N/A | http://prodrep.mrsteam.com/DocumentResources/d1f0ef4a-aa86-4f9f-b8e4-ceba8ace31f3.pdf | N/A | http://prodrep.mrsteam.com/DocumentResources/278f8bd4-e4dd-4dc6-bbf8-9b48e09be4aa.pdf | N/A | N/A | UNITED STATES | http://prodrep.mrsteam.com/DocumentResources/d6a61c17-60ee-4efc-b1ec-4fa4cb6c55b8.pdf | 72 HOURS | http://prodrep.mrsteam.com/DocumentResources/c48bdca4-da11-43ca-9a63-73a5bb12bf28.pdf | http://prodrep.mrsteam.com/DocumentResources/dd4f1f29-2cf5-4099-9caa-75d67217f5b4.pdf | http://prodrep.mrsteam.com/DocumentResources/fb82c221-da8d-4d90-ae1e-66670ba7542f.pdf | NO | Brass | N/A | NO | N/A | YES | NO | YES | NO | NO | N/A | N/A | Wall-Mount or Floor-Mount | NO | 1; EA | NO | NO | NO | NO | PESTICIDE/AEROSOL: NO | CHEMICAL/SOLVENT: NO | Lead: No Mercury: No Silver: No Cadmium: No Chromium: No Barium: No Arsenic: No Selenium: No | PARCEL | 70 | N/A | N/A | N/A | N/A | N/A | N/A | N/A | N/A | N/A | N/A | N/A | N/A | NO | N/A | N/A | N/A | N/A | N/A | N/A | N/A | N/A | N/A | N/A | N/A | N/A | N/A | N/A | N/A | N/A | N/A | N/A | N/A | N/A | N/A | N/A | N/A | NO | NO | NO | 2017-06-24 | Mr. Steam Price Book 2017 | N/A
104104WH-ORB | ACCESSORY | Aroma Glass SteamHead | ACTIVE (ECOM) | AromaSteam 3 in. Steam Head White Oil Rubbed Bronze | 767931905780 | 00767931905780 | OIL RUBBED BRONZE | AirTempo Aroma SteamHead White Oil Rubbed Bronze | 305 | 213.5 | 2019-04-01 | Yes | 0.8 | 3 | 3 | 1.5 | 3 x 3 x 1.5 | 2 | 10 | 7 | 4 | 10 x 7 x 4 | We're passionate about steam, so we invest in every detail of our steam shower products. All of our steamheads leave a lasting visual imprint in any shower space. They provide a steam dispersion that has no moving parts, require no field assembly, and simple installation that matches any interior. Each of our steamhead designs will transform your shower giving you the atmosphere you desire-making steam second nature to your wellbeing. | Features oil reservoir for aroma therapy | Sleek black or white glass face complements the look of our glass face controls. It comes standard with glass face controls | No assembly of moving parts required | Standard with glass finish controls | Available in 7 metal trim finishes to match your control selection | [5 empty] | N/A | N/A | N/A | N/A | NO | N/A | All eSeries Generators | N/A | N/A | N/A | https://cdn.intelligencebank.com/us/share/B3R/KeX0/21y6/original/steam-logo-white.jpg | http://public2.intelligencebank.com/e2c56f829e1e5d82347c365bf31980f6/84bd22db395756072c5f3dbfee1ed2f4/104104WH-ORB.jpg | http://public2.intelligencebank.com/e2c56f829e1e5d82347c365bf31980f6/0c79f6d4395958babe8d14f11870108d/104104-ORB.jpg | N/A | https://vimeo.com/58153234 | https://vimeo.com/58153232 | https://vimeo.com/58179669 | N/A | http://prodrep.mrsteam.com/DocumentResources/d1f0ef4a-aa86-4f9f-b8e4-ceba8ace31f3.pdf | N/A | http://prodrep.mrsteam.com/DocumentResources/278f8bd4-e4dd-4dc6-bbf8-9b48e09be4aa.pdf | N/A | N/A | UNITED STATES | http://prodrep.mrsteam.com/DocumentResources/d6a61c17-60ee-4efc-b1ec-4fa4cb6c55b8.pdf | 72 HOURS | http://prodrep.mrsteam.com/DocumentResources/c48bdca4-da11-43ca-9a63-73a5bb12bf28.pdf | http://prodrep.mrsteam.com/DocumentResources/dd4f1f29-2cf5-4099-9caa-75d67217f5b4.pdf | http://prodrep.mrsteam.com/DocumentResources/fb82c221-da8d-4d90-ae1e-66670ba7542f.pdf | NO | Brass | N/A | NO | N/A | YES | NO | YES | NO | NO | N/A | N/A | Wall-Mount or Floor-Mount | NO | 1; EA | NO | NO | NO | NO | PESTICIDE/AEROSOL: NO | CHEMICAL/SOLVENT: NO | Lead: No Mercury: No Silver: No Cadmium: No Chromium: No Barium: No Arsenic: No Selenium: No | PARCEL | 70 | N/A | N/A | N/A | N/A | N/A | N/A | N/A | N/A | N/A | N/A | N/A | N/A | NO | N/A | N/A | N/A | N/A | N/A | N/A | N/A | N/A | N/A | N/A | N/A | N/A | N/A | N/A | N/A | N/A | N/A | N/A | N/A | N/A | N/A | N/A | N/A | NO | NO | NO | 2017-06-24 | Mr. Steam Price Book 2017 | N/A
104104WH-PB | ACCESSORY | Aroma Glass SteamHead | ACTIVE (ECOM) | AromaSteam 3 in. Steam Head White Polished Brass | 767931905803 | 00767931905803 | POLISHED BRASS | AirTempo Aroma SteamHead White Polished Brass | 305 | 213.5 | 2019-04-01 | Yes | 0.8 | 3 | 3 | 1.5 | 3 x 3 x 1.5 | 2 | 10 | 7 | 4 | 10 x 7 x 4 | We're passionate about steam, so we invest in every detail of our steam shower products. All of our steamheads leave a lasting visual imprint in any shower space. They provide a steam dispersion that has no moving parts, require no field assembly, and simple installation that matches any interior. Each of our steamhead designs will transform your shower giving you the atmosphere you desire-making steam second nature to your wellbeing. | Features oil reservoir for aroma therapy | Sleek black or white glass face complements the look of our glass face controls. It comes standard with glass face controls | No assembly of moving parts required | Standard with glass finish controls | Available in 7 metal trim finishes to match your control selection | [5 empty] | N/A | N/A | N/A | N/A | NO | N/A | All eSeries Generators | N/A | N/A | N/A | https://cdn.intelligencebank.com/us/share/B3R/KeX0/21y6/original/steam-logo-white.jpg | http://public2.intelligencebank.com/e2c56f829e1e5d82347c365bf31980f6/432109c3d9646a6b4b6329e54bfe4ee7/104104WH-PB.jpg | http://public2.intelligencebank.com/e2c56f829e1e5d82347c365bf31980f6/ac68fdc99e0bc1145ea8760ec8a80374/104104-PB.jpg | N/A | https://vimeo.com/58153234 | https://vimeo.com/58153232 | https://vimeo.com/58179669 | N/A | http://prodrep.mrsteam.com/DocumentResources/d1f0ef4a-aa86-4f9f-b8e4-ceba8ace31f3.pdf | N/A | http://prodrep.mrsteam.com/DocumentResources/278f8bd4-e4dd-4dc6-bbf8-9b48e09be4aa.pdf | N/A | N/A | UNITED STATES | http://prodrep.mrsteam.com/DocumentResources/d6a61c17-60ee-4efc-b1ec-4fa4cb6c55b8.pdf | 72 HOURS | http://prodrep.mrsteam.com/DocumentResources/c48bdca4-da11-43ca-9a63-73a5bb12bf28.pdf | http://prodrep.mrsteam.com/DocumentResources/dd4f1f29-2cf5-4099-9caa-75d67217f5b4.pdf | http://prodrep.mrsteam.com/DocumentResources/fb82c221-da8d-4d90-ae1e-66670ba7542f.pdf | NO | Brass | N/A | NO | N/A | YES | NO | YES | NO | NO | N/A | N/A | Wall-Mount or Floor-Mount | NO | 1; EA | NO | NO | NO | NO | PESTICIDE/AEROSOL: NO | CHEMICAL/SOLVENT: NO | Lead: No Mercury: No Silver: No Cadmium: No Chromium: No Barium: No Arsenic: No Selenium: No | PARCEL | 70 | N/A | N/A | N/A | N/A | N/A | N/A | N/A | N/A | N/A | N/A | N/A | N/A | NO | N/A | N/A | N/A | N/A | N/A | N/A | N/A | N/A | N/A | N/A | N/A | N/A | N/A | N/A | N/A | N/A | N/A | N/A | N/A | N/A | N/A | N/A | N/A | NO | NO | NO | 2017-06-24 | Mr. Steam Price Book 2017 | N/A
104104WH-PC | ACCESSORY | Aroma Glass SteamHead | ACTIVE (ECOM) | AromaSteam 3 in. Steam Head White Polished Chrome | 767931905773 | 00767931905773 | POLISHED CHROME | AirTempo Aroma SteamHead White Polished Chrome | 205 | 143.5 | 2019-04-01 | Yes | 0.8 | 3 | 3 | 1.5 | 3 x 3 x 1.5 | 2 | 10 | 7 | 4 | 10 x 7 x 4 | We're passionate about steam, so we invest in every detail of our steam shower products. All of our steamheads leave a lasting visual imprint in any shower space. They provide a steam dispersion that has no moving parts, require no field assembly, and simple installation that matches any interior. Each of our steamhead designs will transform your shower giving you the atmosphere you desire-making steam second nature to your wellbeing. | Features oil reservoir for aroma therapy | Sleek black or white glass face complements the look of our glass face controls. It comes standard with glass face controls | No assembly of moving parts required | Standard with glass finish controls | Available in 7 metal trim finishes to match your control selection | [5 empty] | N/A | N/A | N/A | N/A | NO | N/A | All eSeries Generators | N/A | N/A | N/A | https://cdn.intelligencebank.com/us/share/B3R/KeX0/21y6/original/steam-logo-white.jpg | http://public2.intelligencebank.com/e2c56f829e1e5d82347c365bf31980f6/e2835de42a11ca5b905bda8d7c7f5b3a/104104WH-PC.jpg | http://public2.intelligencebank.com/e2c56f829e1e5d82347c365bf31980f6/1335ee83a27fa698cd1291b4051a8467/104104-PC.jpg | N/A | https://vimeo.com/58153234 | https://vimeo.com/58153232 | https://vimeo.com/58179669 | N/A | http://prodrep.mrsteam.com/DocumentResources/d1f0ef4a-aa86-4f9f-b8e4-ceba8ace31f3.pdf | N/A | http://prodrep.mrsteam.com/DocumentResources/278f8bd4-e4dd-4dc6-bbf8-9b48e09be4aa.pdf | N/A | N/A | UNITED STATES | http://prodrep.mrsteam.com/DocumentResources/d6a61c17-60ee-4efc-b1ec-4fa4cb6c55b8.pdf | 72 HOURS | http://prodrep.mrsteam.com/DocumentResources/c48bdca4-da11-43ca-9a63-73a5bb12bf28.pdf | http://prodrep.mrsteam.com/DocumentResources/dd4f1f29-2cf5-4099-9caa-75d67217f5b4.pdf | http://prodrep.mrsteam.com/DocumentResources/fb82c221-da8d-4d90-ae1e-66670ba7542f.pdf | NO | Brass | N/A | NO | N/A | YES | NO | YES | NO | NO | N/A | N/A | Wall-Mount or Floor-Mount | NO | 1; EA | NO | NO | NO | NO | PESTICIDE/AEROSOL: NO | CHEMICAL/SOLVENT: NO | Lead: No Mercury: No Silver: No Cadmium: No Chromium: No Barium: No Arsenic: No Selenium: No | PARCEL | 70 | N/A | N/A | N/A | N/A | N/A | N/A | N/A | N/A | N/A | N/A | N/A | N/A | NO | N/A | N/A | N/A | N/A | N/A | N/A | N/A | N/A | N/A | N/A | N/A | N/A | N/A | N/A | N/A | N/A | N/A | N/A | N/A | N/A | N/A | N/A | N/A | NO | NO | NO | 2017-06-24 | Mr. Steam Price Book 2017 | N/A
104104WH-PN | ACCESSORY | Aroma Glass SteamHead | ACTIVE (ECOM) | AromaSteam 3 in. Steam Head White Polished Nickel | 767931905810 | 00767931905810 | POLISHED NICKEL | AirTempo Aroma SteamHead White Polished Nickel | 305 | 213.5 | 2019-04-01 | Yes | 0.8 | 3 | 3 | 1.5 | 3 x 3 x 1.5 | 2 | 10 | 7 | 4 | 10 x 7 x 4 | We're passionate about steam, so we invest in every detail of our steam shower products. All of our steamheads leave a lasting visual imprint in any shower space. They provide a steam dispersion that has no moving parts, require no field assembly, and simple installation that matches any interior. Each of our steamhead designs will transform your shower giving you the atmosphere you desire-making steam second nature to your wellbeing. | Features oil reservoir for aroma therapy | Sleek black or white glass face complements the look of our glass face controls. It comes standard with glass face controls | No assembly of moving parts required | Standard with glass finish controls | Available in 7 metal trim finishes to match your control selection | [5 empty] | N/A | N/A | N/A | N/A | NO | N/A | All eSeries Generators | N/A | N/A | N/A | https://cdn.intelligencebank.com/us/share/B3R/KeX0/21y6/original/steam-logo-white.jpg | http://public2.intelligencebank.com/e2c56f829e1e5d82347c365bf31980f6/fa84144f8bb86e714a462392e6dc10c0/104104WH-PN.jpg | http://public2.intelligencebank.com/e2c56f829e1e5d82347c365bf31980f6/d8d08ead6015f73d4ac6a2ac24ecd51d/104104-PN.jpg | N/A | https://vimeo.com/58153234 | https://vimeo.com/58153232 | https://vimeo.com/58179669 | N/A | http://prodrep.mrsteam.com/DocumentResources/d1f0ef4a-aa86-4f9f-b8e4-ceba8ace31f3.pdf | N/A | http://prodrep.mrsteam.com/DocumentResources/278f8bd4-e4dd-4dc6-bbf8-9b48e09be4aa.pdf | N/A | N/A | UNITED STATES | http://prodrep.mrsteam.com/DocumentResources/d6a61c17-60ee-4efc-b1ec-4fa4cb6c55b8.pdf | 72 HOURS | http://prodrep.mrsteam.com/DocumentResources/c48bdca4-da11-43ca-9a63-73a5bb12bf28.pdf | http://prodrep.mrsteam.com/DocumentResources/dd4f1f29-2cf5-4099-9caa-75d67217f5b4.pdf | http://prodrep.mrsteam.com/DocumentResources/fb82c221-da8d-4d90-ae1e-66670ba7542f.pdf | NO | Brass | N/A | NO | N/A | YES | NO | YES | NO | NO | N/A | N/A | Wall-Mount or Floor-Mount | NO | 1; EA | NO | NO | NO | NO | PESTICIDE/AEROSOL: NO | CHEMICAL/SOLVENT: NO | Lead: No Mercury: No Silver: No Cadmium: No Chromium: No Barium: No Arsenic: No Selenium: No | PARCEL | 70 | N/A | N/A | N/A | N/A | N/A | N/A | N/A | N/A | N/A | N/A | N/A | N/A | NO | N/A | N/A | N/A | N/A | N/A | N/A | N/A | N/A | N/A | N/A | N/A | N/A | N/A | N/A | N/A | N/A | N/A | N/A | N/A | N/A | N/A | N/A | N/A | NO | NO | NO | 2017-06-24 | Mr. Steam Price Book 2017 | N/A
104104WH-SB | ACCESSORY | Aroma Glass SteamHead | ACTIVE (ECOM) | AromaSteam 3 in. Steam Head White Satin Brass | 767931911156 | 00767931911156 | SATIN BRASS | AirTempo Aroma SteamHead White Satin Brass | 305 | 213.5 | 2019-04-01 | Yes | 0.8 | 3 | 3 | 1.5 | 3 x 3 x 1.5 | 2 | 10 | 7 | 4 | 10 x 7 x 4 | We're passionate about steam, so we invest in every detail of our steam shower products. All of our steamheads leave a lasting visual imprint in any shower space. They provide a steam dispersion that has no moving parts, require no field assembly, and simple installation that matches any interior. Each of our steamhead designs will transform your shower giving you the atmosphere you desire-making steam second nature to your wellbeing. | Features oil reservoir for aroma therapy | Sleek black or white glass face complements the look of our glass face controls. It comes standard with glass face controls | No assembly of moving parts required | Standard with glass finish controls | Available in 7 metal trim finishes to match your control selection | [5 empty] | N/A | N/A | N/A | N/A | NO | N/A | All eSeries Generators | N/A | N/A | N/A | https://cdn.intelligencebank.com/us/share/B3R/KeX0/21y6/original/steam-logo-white.jpg | http://public2.intelligencebank.com/e2c56f829e1e5d82347c365bf31980f6/10ee18a396d94d824461fcb21f83f25c/104104WH-SB.jpg | N/A | N/A | https://vimeo.com/58153234 | https://vimeo.com/58153232 | https://vimeo.com/58179669 | N/A | http://prodrep.mrsteam.com/DocumentResources/d1f0ef4a-aa86-4f9f-b8e4-ceba8ace31f3.pdf | N/A | http://prodrep.mrsteam.com/DocumentResources/278f8bd4-e4dd-4dc6-bbf8-9b48e09be4aa.pdf | N/A | N/A | UNITED STATES | http://prodrep.mrsteam.com/DocumentResources/d6a61c17-60ee-4efc-b1ec-4fa4cb6c55b8.pdf | 72 HOURS | http://prodrep.mrsteam.com/DocumentResources/c48bdca4-da11-43ca-9a63-73a5bb12bf28.pdf | http://prodrep.mrsteam.com/DocumentResources/dd4f1f29-2cf5-4099-9caa-75d67217f5b4.pdf | http://prodrep.mrsteam.com/DocumentResources/fb82c221-da8d-4d90-ae1e-66670ba7542f.pdf | NO | Brass | N/A | NO | N/A | YES | NO | YES | NO | NO | N/A | N/A | Wall-Mount or Floor-Mount | NO | 1; EA | NO | NO | NO | NO | PESTICIDE/AEROSOL: NO | CHEMICAL/SOLVENT: NO | Lead: No Mercury: No Silver: No Cadmium: No Chromium: No Barium: No Arsenic: No Selenium: No | PARCEL | 70 | N/A | N/A | N/A | N/A | N/A | N/A | N/A | N/A | N/A | N/A | N/A | N/A | NO | N/A | N/A | N/A | N/A | N/A | N/A | N/A | N/A | N/A | N/A | N/A | N/A | N/A | N/A | N/A | N/A | N/A | N/A | N/A | N/A | N/A | N/A | N/A | NO | NO | NO | 2017-06-24 | Mr. Steam Price Book 2017 | N/A
104117-60 | ACCESSORY | Individual Parts | ACTIVE | 60 Foot Cable for iSteam | 767931903823 | 00767931903823 | N/A | Optional 60 ft. cable for iTempo Control | 205 | 143.5 | 2019-04-01 | Yes | 2 | 720 | 0.435 | 0.435 | 720 x 0.435 x 0.435 | 3 | 10 | 7 | 4 | 10 x 7 x 4 | Optional 60 foot cable for use with the iSteam Control | For use when the steam generator is located farther than 30 ft. away from control | [9 empty] | N/A | N/A | N/A | N/A | NO | N/A | All eSeries Generators | N/A | N/A | N/A | https://cdn.intelligencebank.com/us/share/B3R/KeX0/21y6/original/steam-logo-white.jpg | N/A | N/A | N/A | https://vimeo.com/58153234 | https://vimeo.com/58153232 | N/A | N/A | http://prodrep.mrsteam.com/DocumentResources/d1f0ef4a-aa86-4f9f-b8e4-ceba8ace31f3.pdf | N/A | http://prodrep.mrsteam.com/DocumentResources/278f8bd4-e4dd-4dc6-bbf8-9b48e09be4aa.pdf | N/A | N/A | UNITED STATES | http://prodrep.mrsteam.com/DocumentResources/d6a61c17-60ee-4efc-b1ec-4fa4cb6c55b8.pdf | 72 HOURS | N/A | N/A | http://prodrep.mrsteam.com/DocumentResources/fb82c221-da8d-4d90-ae1e-66670ba7542f.pdf | NO | Wire | N/A | NO | N/A | YES | NO | YES | NO | NO | N/A | N/A | Wall-Mount or Floor-Mount | NO | 1; EA | NO | NO | NO | NO | PESTICIDE/AEROSOL: NO | CHEMICAL/SOLVENT: NO | Lead: No Mercury: No Silver: No Cadmium: No Chromium: No Barium: No Arsenic: No Selenium: No | PARCEL | 70 | N/A | N/A | N/A | N/A | N/A | N/A | N/A | N/A | N/A | N/A | N/A | N/A | NO | N/A | N/A | N/A | N/A | N/A | N/A | N/A | N/A | N/A | N/A | N/A | N/A | N/A | N/A | N/A | N/A | N/A | N/A | N/A | N/A | N/A | N/A | N/A | NO | NO | NO | 2017-06-24 | Mr. Steam Price Book 2017 | N/A
104232RD-BB | ACCESSORY | AirTempo | ACTIVE (ECOM) | AirTempo Round Flush Mount Kit Brushed Bronze | 767931905865 | 00767931905865 | BRUSHED BRONZE | AirTempo Round Flush Mount Kit Brushed Bronze | 105 | 73.5 | 2019-04-01 | Yes | 0.3 | 4.66 | 4.66 | 0.75 | 4.66 x 4.66 x 0.75 | 2 | 10 | 7 | 4 | 10 x 7 x 4 | This sophisticated, rounded rim mounts the steam control onto the wall, complementing your bathroom décor. Made with remodel in mind, installing the flush mount kit will allow the home owner to insert the AirTempo into the pre-exisiting hole of the old control, framing it as a flush in-wall control. Simple, quick and a beautiful install all in one kit. | Kit not included with AirTempo | Flush mounting kit comes with all the nessacary tools to complete assembly | Comes in a rounded and squared flush rim to match your pre-established décor | Also available in 7 designer finishes | Just 3 mm thick | [5 empty] | N/A | N/A | N/A | N/A | NO | N/A | All eSeries Generators | N/A | N/A | N/A | https://cdn.intelligencebank.com/us/share/B3R/KeX0/21y6/original/steam-logo-white.jpg | http://public2.intelligencebank.com/e2c56f829e1e5d82347c365bf31980f6/f9bf5314c9fdd67128e91316a1ff584f/104232RD-BB.jpg | http://public2.intelligencebank.com/e2c56f829e1e5d82347c365bf31980f6/6b872354dbc8c7dc029fbbd3448e7b0d/104232RD-BB_White.jpg | N/A | https://vimeo.com/58153234 | https://vimeo.com/58153232 | N/A | N/A | http://prodrep.mrsteam.com/DocumentResources/d1f0ef4a-aa86-4f9f-b8e4-ceba8ace31f3.pdf | N/A | http://prodrep.mrsteam.com/DocumentResources/278f8bd4-e4dd-4dc6-bbf8-9b48e09be4aa.pdf | N/A | N/A | UNITED STATES | http://prodrep.mrsteam.com/DocumentResources/d6a61c17-60ee-4efc-b1ec-4fa4cb6c55b8.pdf | 72 HOURS | http://prodrep.mrsteam.com/DocumentResources/6805c486-7ad2-47aa-b292-83cc7a6980a9.pdf | http://prodrep.mrsteam.com/DocumentResources/9cd3322a-f719-4aae-87fb-39a8e4dd830b.pdf | http://prodrep.mrsteam.com/DocumentResources/fb82c221-da8d-4d90-ae1e-66670ba7542f.pdf | NO | Plastic; Metal | UL Recognized | NO | N/A | YES | NO | YES | NO | NO | N/A | N/A | Wall-Mount | NO | 1; EA | NO | NO | NO | NO | PESTICIDE/AEROSOL: NO | CHEMICAL/SOLVENT: NO | Lead: No Mercury: No Silver: No Cadmium: No Chromium: No Barium: No Arsenic: No Selenium: No | PARCEL | 70 | N/A | N/A | N/A | N/A | N/A | N/A | N/A | N/A | N/A | N/A | N/A | N/A | NO | N/A | N/A | N/A | N/A | N/A | N/A | N/A | N/A | N/A | N/A | N/A | N/A | N/A | N/A | N/A | N/A | N/A | N/A | N/A | N/A | N/A | N/A | N/A | NO | NO | NO | 2017-06-24 | Mr. Steam Price Book 2017 | N/A
104232RD-BN | ACCESSORY | AirTempo | ACTIVE (ECOM) | AirTempo Round Flush Mount Kit Brushed Nickel | 767931905841 | 00767931905841 | BRUSHED NICKEL | AirTempo Round Flush Mount Kit Brushed Nickel | 105 | 73.5 | 2019-04-01 | Yes | 0.3 | 4.66 | 4.66 | 0.75 | 4.66 x 4.66 x 0.75 | 2 | 10 | 7 | 4 | 10 x 7 x 4 | This sophisticated, rounded rim mounts the steam control onto the wall, complementing your bathroom décor. Made with remodel in mind, installing the flush mount kit will allow the home owner to insert the AirTempo into the pre-exisiting hole of the old control, framing it as a flush in-wall control. Simple, quick and a beautiful install all in one kit. | Kit not included with AirTempo | Flush mounting kit comes with all the nessacary tools to complete assembly | Comes in a rounded and squared flush rim to match your pre-established décor | Also available in 7 designer finishes | Just 3 mm thick | [5 empty] | N/A | N/A | N/A | N/A | NO | N/A | All eSeries Generators | N/A | N/A | N/A | https://cdn.intelligencebank.com/us/share/B3R/KeX0/21y6/original/steam-logo-white.jpg | http://public2.intelligencebank.com/e2c56f829e1e5d82347c365bf31980f6/be9202ecdf33cc680d5cdb79c92fc4ea/104232RD-BN.jpg | http://public2.intelligencebank.com/e2c56f829e1e5d82347c365bf31980f6/c41919b19f6434df7771502d9cf5afa8/104232RD-BN_White.jpg | N/A | https://vimeo.com/58153234 | https://vimeo.com/58153232 | N/A | N/A | http://prodrep.mrsteam.com/DocumentResources/d1f0ef4a-aa86-4f9f-b8e4-ceba8ace31f3.pdf | N/A | http://prodrep.mrsteam.com/DocumentResources/278f8bd4-e4dd-4dc6-bbf8-9b48e09be4aa.pdf | N/A | N/A | UNITED STATES | http://prodrep.mrsteam.com/DocumentResources/d6a61c17-60ee-4efc-b1ec-4fa4cb6c55b8.pdf | 72 HOURS | http://prodrep.mrsteam.com/DocumentResources/6805c486-7ad2-47aa-b292-83cc7a6980a9.pdf | http://prodrep.mrsteam.com/DocumentResources/9cd3322a-f719-4aae-87fb-39a8e4dd830b.pdf | http://prodrep.mrsteam.com/DocumentResources/fb82c221-da8d-4d90-ae1e-66670ba7542f.pdf | NO | Plastic; Metal | UL Recognized | NO | N/A | YES | NO | YES | NO | NO | N/A | N/A | Wall-Mount | NO | 1; EA | NO | NO | NO | NO | PESTICIDE/AEROSOL: NO | CHEMICAL/SOLVENT: NO | Lead: No Mercury: No Silver: No Cadmium: No Chromium: No Barium: No Arsenic: No Selenium: No | PARCEL | 70 | N/A | N/A | N/A | N/A | N/A | N/A | N/A | N/A | N/A | N/A | N/A | N/A | NO | N/A | N/A | N/A | N/A | N/A | N/A | N/A | N/A | N/A | N/A | N/A | N/A | N/A | N/A | N/A | N/A | N/A | N/A | N/A | N/A | N/A | N/A | N/A | NO | NO | NO | 2017-06-24 | Mr. Steam Price Book 2017 | N/A
104232RD-OR | ACCESSORY | AirTempo | ACTIVE (ECOM) | AirTempo Round Flush Mount Kit Oil Rubbed Bronze | 767931905858 | 00767931905858 | OIL RUBBED BRONZE | AirTempo Round Flush Mount Kit Oil Rubbed Bronze | 105 | 73.5 | 2019-04-01 | Yes | 0.3 | 4.66 | 4.66 | 0.75 | 4.66 x 4.66 x 0.75 | 2 | 10 | 7 | 4 | 10 x 7 x 4 | This sophisticated, rounded rim mounts the steam control onto the wall, complementing your bathroom décor. Made with remodel in mind, installing the flush mount kit will allow the home owner to insert the AirTempo into the pre-exisiting hole of the old control, framing it as a flush in-wall control. Simple, quick and a beautiful install all in one kit. | Kit not included with AirTempo | Flush mounting kit comes with all the nessacary tools to complete assembly | Comes in a rounded and squared flush rim to match your pre-established décor | Also available in 7 designer finishes | Just 3 mm thick | [5 empty] | N/A | N/A | N/A | N/A | NO | N/A | All eSeries Generators | N/A | N/A | N/A | https://cdn.intelligencebank.com/us/share/B3R/KeX0/21y6/original/steam-logo-white.jpg | http://public2.intelligencebank.com/e2c56f829e1e5d82347c365bf31980f6/c9ce31404923829f2b70430225b63fac/104232RD-OR.jpg | http://public2.intelligencebank.com/e2c56f829e1e5d82347c365bf31980f6/4d699c4204ee734c9567ef71591e7e3b/104232RD-OR_White.jpg | N/A | https://vimeo.com/58153234 | https://vimeo.com/58153232 | N/A | N/A | http://prodrep.mrsteam.com/DocumentResources/d1f0ef4a-aa86-4f9f-b8e4-ceba8ace31f3.pdf | N/A | http://prodrep.mrsteam.com/DocumentResources/278f8bd4-e4dd-4dc6-bbf8-9b48e09be4aa.pdf | N/A | N/A | UNITED STATES | http://prodrep.mrsteam.com/DocumentResources/d6a61c17-60ee-4efc-b1ec-4fa4cb6c55b8.pdf | 72 HOURS | http://prodrep.mrsteam.com/DocumentResources/6805c486-7ad2-47aa-b292-83cc7a6980a9.pdf | http://prodrep.mrsteam.com/DocumentResources/9cd3322a-f719-4aae-87fb-39a8e4dd830b.pdf | http://prodrep.mrsteam.com/DocumentResources/fb82c221-da8d-4d90-ae1e-66670ba7542f.pdf | NO | Plastic; Metal | UL Recognized | NO | N/A | YES | NO | YES | NO | NO | N/A | N/A | Wall-Mount | NO | 1; EA | NO | NO | NO | NO | PESTICIDE/AEROSOL: NO | CHEMICAL/SOLVENT: NO | Lead: No Mercury: No Silver: No Cadmium: No Chromium: No Barium: No Arsenic: No Selenium: No | PARCEL | 70 | N/A | N/A | N/A | N/A | N/A | N/A | N/A | N/A | N/A | N/A | N/A | N/A | NO | N/A | N/A | N/A | N/A | N/A | N/A | N/A | N/A | N/A | N/A | N/A | N/A | N/A | N/A | N/A | N/A | N/A | N/A | N/A | N/A | N/A | N/A | N/A | NO | NO | NO | 2017-06-24 | Mr. Steam Price Book 2017 | N/A
104232RD-PB | ACCESSORY | AirTempo | ACTIVE (ECOM) | AirTempo Round Flush Mount Kit Polished Brass | 767931905872 | 00767931905872 | POLISHED BRASS | AirTempo Round Flush Mount Kit Polished Brass | 105 | 73.5 | 2019-04-01 | Yes | 0.3 | 4.66 | 4.66 | 0.75 | 4.66 x 4.66 x 0.75 | 2 | 10 | 7 | 4 | 10 x 7 x 4 | This sophisticated, rounded rim mounts the steam control onto the wall, complementing your bathroom décor. Made with remodel in mind, installing the flush mount kit will allow the home owner to insert the AirTempo into the pre-exisiting hole of the old control, framing it as a flush in-wall control. Simple, quick and a beautiful install all in one kit. | Kit not included with AirTempo | Flush mounting kit comes with all the nessacary tools to complete assembly | Comes in a rounded and squared flush rim to match your pre-established décor | Also available in 7 designer finishes | Just 3 mm thick | [5 empty] | N/A | N/A | N/A | N/A | NO | N/A | All eSeries Generators | N/A | N/A | N/A | https://cdn.intelligencebank.com/us/share/B3R/KeX0/21y6/original/steam-logo-white.jpg | http://public2.intelligencebank.com/e2c56f829e1e5d82347c365bf31980f6/87247959f68ab88c0ecb56b085c05d86/104232RD-PB.jpg | http://public2.intelligencebank.com/e2c56f829e1e5d82347c365bf31980f6/5aedbdba22885ece850d6e6be56ee799/104232RD-PB_White.jpg | N/A | https://vimeo.com/58153234 | https://vimeo.com/58153232 | N/A | N/A | http://prodrep.mrsteam.com/DocumentResources/d1f0ef4a-aa86-4f9f-b8e4-ceba8ace31f3.pdf | N/A | http://prodrep.mrsteam.com/DocumentResources/278f8bd4-e4dd-4dc6-bbf8-9b48e09be4aa.pdf | N/A | N/A | UNITED STATES | http://prodrep.mrsteam.com/DocumentResources/d6a61c17-60ee-4efc-b1ec-4fa4cb6c55b8.pdf | 72 HOURS | http://prodrep.mrsteam.com/DocumentResources/6805c486-7ad2-47aa-b292-83cc7a6980a9.pdf | http://prodrep.mrsteam.com/DocumentResources/9cd3322a-f719-4aae-87fb-39a8e4dd830b.pdf | http://prodrep.mrsteam.com/DocumentResources/fb82c221-da8d-4d90-ae1e-66670ba7542f.pdf | NO | Plastic; Metal | UL Recognized | NO | N/A | YES | NO | YES | NO | NO | N/A | N/A | Wall-Mount | NO | 1; EA | NO | NO | NO | NO | PESTICIDE/AEROSOL: NO | CHEMICAL/SOLVENT: NO | Lead: No Mercury: No Silver: No Cadmium: No Chromium: No Barium: No Arsenic: No Selenium: No | PARCEL | 70 | N/A | N/A | N/A | N/A | N/A | N/A | N/A | N/A | N/A | N/A | N/A | N/A | NO | N/A | N/A | N/A | N/A | N/A | N/A | N/A | N/A | N/A | N/A | N/A | N/A | N/A | N/A | N/A | N/A | N/A | N/A | N/A | N/A | N/A | N/A | N/A | NO | NO | NO | 2017-06-24 | Mr. Steam Price Book 2017 | N/A
104232RD-PC | ACCESSORY | AirTempo | ACTIVE (ECOM) | AirTempo Round Flush Mount Kit Polished Chrome | 767931905834 | 00767931905834 | POLISHED CHROME | AirTempo Round Flush Mount Kit Polished Chrome | 100 | 70 | 2019-04-01 | Yes | 0.3 | 4.66 | 4.66 | 0.75 | 4.66 x 4.66 x 0.75 | 2 | 10 | 7 | 4 | 10 x 7 x 4 | This sophisticated, rounded rim mounts the steam control onto the wall, complementing your bathroom décor. Made with remodel in mind, installing the flush mount kit will allow the home owner to insert the AirTempo into the pre-exisiting hole of the old control, framing it as a flush in-wall control. Simple, quick and a beautiful install all in one kit. | Kit not included with AirTempo | Flush mounting kit comes with all the nessacary tools to complete assembly | Comes in a rounded and squared flush rim to match your pre-established décor | Also available in 7 designer finishes | Just 3 mm thick | [5 empty] | N/A | N/A | N/A | N/A | NO | N/A | All eSeries Generators | N/A | N/A | N/A | https://cdn.intelligencebank.com/us/share/B3R/KeX0/21y6/original/steam-logo-white.jpg | http://public2.intelligencebank.com/e2c56f829e1e5d82347c365bf31980f6/0eba26443a305df6a2eb3a40972d2dda/104232RD-PC.jpg | http://public2.intelligencebank.com/e2c56f829e1e5d82347c365bf31980f6/9485d71d8d9aec0256e4bcd802579870/104232RD-PC_White.jpg | N/A | https://vimeo.com/58153234 | https://vimeo.com/58153232 | N/A | N/A | http://prodrep.mrsteam.com/DocumentResources/d1f0ef4a-aa86-4f9f-b8e4-ceba8ace31f3.pdf | N/A | http://prodrep.mrsteam.com/DocumentResources/278f8bd4-e4dd-4dc6-bbf8-9b48e09be4aa.pdf | N/A | N/A | UNITED STATES | http://prodrep.mrsteam.com/DocumentResources/d6a61c17-60ee-4efc-b1ec-4fa4cb6c55b8.pdf | 72 HOURS | http://prodrep.mrsteam.com/DocumentResources/6805c486-7ad2-47aa-b292-83cc7a6980a9.pdf | http://prodrep.mrsteam.com/DocumentResources/9cd3322a-f719-4aae-87fb-39a8e4dd830b.pdf | http://prodrep.mrsteam.com/DocumentResources/fb82c221-da8d-4d90-ae1e-66670ba7542f.pdf | NO | Plastic; Metal | UL Recognized | NO | N/A | YES | NO | YES | NO | NO | N/A | N/A | Wall-Mount | NO | 1; EA | NO | NO | NO | NO | PESTICIDE/AEROSOL: NO | CHEMICAL/SOLVENT: NO | Lead: No Mercury: No Silver: No Cadmium: No Chromium: No Barium: No Arsenic: No Selenium: No | PARCEL | 70 | N/A | N/A | N/A | N/A | N/A | N/A | N/A | N/A | N/A | N/A | N/A | N/A | NO | N/A | N/A | N/A | N/A | N/A | N/A | N/A | N/A | N/A | N/A | N/A | N/A | N/A | N/A | N/A | N/A | N/A | N/A | N/A | N/A | N/A | N/A | N/A | NO | NO | NO | 2017-06-24 | Mr. Steam Price Book 2017 | N/A
104232RD-PN | ACCESSORY | AirTempo | ACTIVE (ECOM) | AirTempo Round Flush Mount Kit Polished Nickel | 767931905889 | 00767931905889 | POLISHED NICKEL | AirTempo Round Flush Mount Kit Polished Nickel | 105 | 73.5 | 2019-04-01 | Yes | 0.3 | 4.66 | 4.66 | 0.75 | 4.66 x 4.66 x 0.75 | 2 | 10 | 7 | 4 | 10 x 7 x 4 | This sophisticated, rounded rim mounts the steam control onto the wall, complementing your bathroom décor. Made with remodel in mind, installing the flush mount kit will allow the home owner to insert the AirTempo into the pre-exisiting hole of the old control, framing it as a flush in-wall control. Simple, quick and a beautiful install all in one kit. | Kit not included with AirTempo | Flush mounting kit comes with all the nessacary tools to complete assembly | Comes in a rounded and squared flush rim to match your pre-established décor | Also available in 7 designer finishes | Just 3 mm thick | [5 empty] | N/A | N/A | N/A | N/A | NO | N/A | All eSeries Generators | N/A | N/A | N/A | https://cdn.intelligencebank.com/us/share/B3R/KeX0/21y6/original/steam-logo-white.jpg | http://public2.intelligencebank.com/e2c56f829e1e5d82347c365bf31980f6/f13925631df85e1d18d1b47984aedc30/104232RD-PN.jpg | http://public2.intelligencebank.com/e2c56f829e1e5d82347c365bf31980f6/be9e33206becb6fc3558e307b3ac5931/104232RD-PN_White.jpg | N/A | https://vimeo.com/58153234 | https://vimeo.com/58153232 | N/A | N/A | http://prodrep.mrsteam.com/DocumentResources/d1f0ef4a-aa86-4f9f-b8e4-ceba8ace31f3.pdf | N/A | http://prodrep.mrsteam.com/DocumentResources/278f8bd4-e4dd-4dc6-bbf8-9b48e09be4aa.pdf | N/A | N/A | UNITED STATES | http://prodrep.mrsteam.com/DocumentResources/d6a61c17-60ee-4efc-b1ec-4fa4cb6c55b8.pdf | 72 HOURS | http://prodrep.mrsteam.com/DocumentResources/6805c486-7ad2-47aa-b292-83cc7a6980a9.pdf | http://prodrep.mrsteam.com/DocumentResources/9cd3322a-f719-4aae-87fb-39a8e4dd830b.pdf | http://prodrep.mrsteam.com/DocumentResources/fb82c221-da8d-4d90-ae1e-66670ba7542f.pdf | NO | Plastic; Metal | UL Recognized | NO | N/A | YES | NO | YES | NO | NO | N/A | N/A | Wall-Mount | NO | 1; EA | NO | NO | NO | NO | PESTICIDE/AEROSOL: NO | CHEMICAL/SOLVENT: NO | Lead: No Mercury: No Silver: No Cadmium: No Chromium: No Barium: No Arsenic: No Selenium: No | PARCEL | 70 | N/A | N/A | N/A | N/A | N/A | N/A | N/A | N/A | N/A | N/A | N/A | N/A | NO | N/A | N/A | N/A | N/A | N/A | N/A | N/A | N/A | N/A | N/A | N/A | N/A | N/A | N/A | N/A | N/A | N/A | N/A | N/A | N/A | N/A | N/A | N/A | NO | NO | NO | 2017-06-24 | Mr. Steam Price Book 2017 | N/A
104232RD-SB | ACCESSORY | AirTempo | ACTIVE (ECOM) | AirTempo Round Flush Mount Kit Satin Brass | 767931911163 | 00767931911163 | SATIN BRASS | AirTempo Round Flush Mount Kit Satin Brass | 105 | 73.5 | 2019-04-01 | Yes | 0.3 | 4.66 | 4.66 | 0.75 | 4.66 x 4.66 x 0.75 | 2 | 10 | 7 | 4 | 10 x 7 x 4 | This sophisticated, rounded rim mounts the steam control onto the wall, complementing your bathroom décor. Made with remodel in mind, installing the flush mount kit will allow the home owner to insert the AirTempo into the pre-exisiting hole of the old control, framing it as a flush in-wall control. Simple, quick and a beautiful install all in one kit. | Kit not included with AirTempo | Flush mounting kit comes with all the nessacary tools to complete assembly | Comes in a rounded and squared flush rim to match your pre-established décor | Also available in 7 designer finishes | Just 3 mm thick | [5 empty] | N/A | N/A | N/A | N/A | NO | N/A | All eSeries Generators | N/A | N/A | N/A | https://cdn.intelligencebank.com/us/share/B3R/KeX0/21y6/original/steam-logo-white.jpg | http://public2.intelligencebank.com/e2c56f829e1e5d82347c365bf31980f6/e0a318fe568c25a8448c89f253218c85/104232RD-SB.jpg | http://public2.intelligencebank.com/e2c56f829e1e5d82347c365bf31980f6/121ad65fa91b345fa32a97eb6a5b98a6/104232RD-SB_White.jpg | N/A | https://vimeo.com/58153234 | https://vimeo.com/58153232 | N/A | N/A | http://prodrep.mrsteam.com/DocumentResources/d1f0ef4a-aa86-4f9f-b8e4-ceba8ace31f3.pdf | N/A | http://prodrep.mrsteam.com/DocumentResources/278f8bd4-e4dd-4dc6-bbf8-9b48e09be4aa.pdf | N/A | N/A | UNITED STATES | http://prodrep.mrsteam.com/DocumentResources/d6a61c17-60ee-4efc-b1ec-4fa4cb6c55b8.pdf | 72 HOURS | http://prodrep.mrsteam.com/DocumentResources/6805c486-7ad2-47aa-b292-83cc7a6980a9.pdf | http://prodrep.mrsteam.com/DocumentResources/9cd3322a-f719-4aae-87fb-39a8e4dd830b.pdf | http://prodrep.mrsteam.com/DocumentResources/fb82c221-da8d-4d90-ae1e-66670ba7542f.pdf | NO | Plastic; Metal | UL Recognized | NO | N/A | YES | NO | YES | NO | NO | N/A | N/A | Wall-Mount | NO | 1; EA | NO | NO | NO | NO | PESTICIDE/AEROSOL: NO | CHEMICAL/SOLVENT: NO | Lead: No Mercury: No Silver: No Cadmium: No Chromium: No Barium: No Arsenic: No Selenium: No | PARCEL | 70 | N/A | N/A | N/A | N/A | N/A | N/A | N/A | N/A | N/A | N/A | N/A | N/A | NO | N/A | N/A | N/A | N/A | N/A | N/A | N/A | N/A | N/A | N/A | N/A | N/A | N/A | N/A | N/A | N/A | N/A | N/A | N/A | N/A | N/A | N/A | N/A | NO | NO | NO | 2017-06-24 | Mr. Steam Price Book 2017 | N/A
104232SQ-BB | ACCESSORY | AirTempo | ACTIVE (ECOM) | AirTempo Square Flush Mount Kit Brushed Bronze | 767931905926 | 00767931905926 | BRUSHED BRONZE | AirTempo Square Flush Mount Kit Brushed Bronze | 105 | 73.5 | 2019-04-01 | Yes | 0.3 | 4.66 | 4.66 | 0.75 | 4.66 x 4.66 x 0.75 | 2 | 10 | 7 | 4 | 10 x 7 x 4 | This sleek, square rim mounts the steam control onto the wall, complementing your bathroom décor. Made with remodel in mind, installing the flush mount kit will allow the home owner to insert the AirTempo into the pre-exisiting hole of the old control, framing it as a flush in-wall control. Simple, quick and a beautiful install all in one kit. | Kit not included with AirTempo | Flush mounting kit comes with all the nessacary tools to complete assembly | Comes in a rounded and squared flush rim to match your pre-established décor | Also available in 7 designer finishes | Just 3 mm thick | [5 empty] | N/A | N/A | N/A | N/A | NO | N/A | All eSeries Generators | N/A | N/A | N/A | https://cdn.intelligencebank.com/us/share/B3R/KeX0/21y6/original/steam-logo-white.jpg | http://public2.intelligencebank.com/e2c56f829e1e5d82347c365bf31980f6/674ea9917840338a462f6361d738635b/104232SQ-BB.jpg | http://public2.intelligencebank.com/e2c56f829e1e5d82347c365bf31980f6/f356de23aadb80fa8a718ead9cc32212/104232SQ-BB_White.jpg | N/A | https://vimeo.com/58153234 | https://vimeo.com/58153232 | N/A | N/A | http://prodrep.mrsteam.com/DocumentResources/d1f0ef4a-aa86-4f9f-b8e4-ceba8ace31f3.pdf | N/A | http://prodrep.mrsteam.com/DocumentResources/278f8bd4-e4dd-4dc6-bbf8-9b48e09be4aa.pdf | N/A | N/A | UNITED STATES | http://prodrep.mrsteam.com/DocumentResources/d6a61c17-60ee-4efc-b1ec-4fa4cb6c55b8.pdf | 72 HOURS | http://prodrep.mrsteam.com/DocumentResources/6805c486-7ad2-47aa-b292-83cc7a6980a9.pdf | http://prodrep.mrsteam.com/DocumentResources/9cd3322a-f719-4aae-87fb-39a8e4dd830b.pdf | http://prodrep.mrsteam.com/DocumentResources/fb82c221-da8d-4d90-ae1e-66670ba7542f.pdf | NO | Plastic; Metal | UL Recognized | NO | N/A | YES | NO | YES | NO | NO | N/A | N/A | Wall-Mount | NO | 1; EA | NO | NO | NO | NO | PESTICIDE/AEROSOL: NO | CHEMICAL/SOLVENT: NO | Lead: No Mercury: No Silver: No Cadmium: No Chromium: No Barium: No Arsenic: No Selenium: No | PARCEL | 70 | N/A | N/A | N/A | N/A | N/A | N/A | N/A | N/A | N/A | N/A | N/A | N/A | NO | N/A | N/A | N/A | N/A | N/A | N/A | N/A | N/A | N/A | N/A | N/A | N/A | N/A | N/A | N/A | N/A | N/A | N/A | N/A | N/A | N/A | N/A | N/A | NO | NO | NO | 2017-06-24 | Mr. Steam Price Book 2017 | N/A
104232SQ-BN | ACCESSORY | AirTempo | ACTIVE (ECOM) | AirTempo Square Flush Mount Kit Brushed Nickel | 767931905902 | 00767931905902 | BRUSHED NICKEL | AirTempo Square Flush Mount Kit Brushed Nickel | 105 | 73.5 | 2019-04-01 | Yes | 0.3 | 4.66 | 4.66 | 0.75 | 4.66 x 4.66 x 0.75 | 2 | 10 | 7 | 4 | 10 x 7 x 4 | This sleek, square rim mounts the steam control onto the wall, complementing your bathroom décor. Made with remodel in mind, installing the flush mount kit will allow the home owner to insert the AirTempo into the pre-exisiting hole of the old control, framing it as a flush in-wall control. Simple, quick and a beautiful install all in one kit. | Kit not included with AirTempo | Flush mounting kit comes with all the nessacary tools to complete assembly | Comes in a rounded and squared flush rim to match your pre-established décor | Also available in 7 designer finishes | Just 3 mm thick | [5 empty] | N/A | N/A | N/A | N/A | NO | N/A | All eSeries Generators | N/A | N/A | N/A | https://cdn.intelligencebank.com/us/share/B3R/KeX0/21y6/original/steam-logo-white.jpg | http://public2.intelligencebank.com/e2c56f829e1e5d82347c365bf31980f6/ad045754c207ceb6ba4cc125e22bee85/104232SQ-BN.jpg | http://public2.intelligencebank.com/e2c56f829e1e5d82347c365bf31980f6/dbcaaa9bf2e570f48a90f4753c29a884/104232SQ-BN_White.jpg | N/A | https://vimeo.com/58153234 | https://vimeo.com/58153232 | N/A | N/A | http://prodrep.mrsteam.com/DocumentResources/d1f0ef4a-aa86-4f9f-b8e4-ceba8ace31f3.pdf | N/A | http://prodrep.mrsteam.com/DocumentResources/278f8bd4-e4dd-4dc6-bbf8-9b48e09be4aa.pdf | N/A | N/A | UNITED STATES | http://prodrep.mrsteam.com/DocumentResources/d6a61c17-60ee-4efc-b1ec-4fa4cb6c55b8.pdf | 72 HOURS | http://prodrep.mrsteam.com/DocumentResources/6805c486-7ad2-47aa-b292-83cc7a6980a9.pdf | http://prodrep.mrsteam.com/DocumentResources/9cd3322a-f719-4aae-87fb-39a8e4dd830b.pdf | http://prodrep.mrsteam.com/DocumentResources/fb82c221-da8d-4d90-ae1e-66670ba7542f.pdf | NO | Plastic; Metal | UL Recognized | NO | N/A | YES | NO | YES | NO | NO | N/A | N/A | Wall-Mount | NO | 1; EA | NO | NO | NO | NO | PESTICIDE/AEROSOL: NO | CHEMICAL/SOLVENT: NO | Lead: No Mercury: No Silver: No Cadmium: No Chromium: No Barium: No Arsenic: No Selenium: No | PARCEL | 70 | N/A | N/A | N/A | N/A | N/A | N/A | N/A | N/A | N/A | N/A | N/A | N/A | NO | N/A | N/A | N/A | N/A | N/A | N/A | N/A | N/A | N/A | N/A | N/A | N/A | N/A | N/A | N/A | N/A | N/A | N/A | N/A | N/A | N/A | N/A | N/A | NO | NO | NO | 2017-06-24 | Mr. Steam Price Book 2017 | N/A
104232SQ-OR | ACCESSORY | AirTempo | ACTIVE (ECOM) | AirTempo Square Flush Mount Kit Oil Rubbed Bronze | 767931905919 | 00767931905919 | OIL RUBBED BRONZE | AirTempo Square Flush Mount Kit Oil Rubbed Bronze | 105 | 73.5 | 2019-04-01 | Yes | 0.3 | 4.66 | 4.66 | 0.75 | 4.66 x 4.66 x 0.75 | 2 | 10 | 7 | 4 | 10 x 7 x 4 | This sleek, square rim mounts the steam control onto the wall, complementing your bathroom décor. Made with remodel in mind, installing the flush mount kit will allow the home owner to insert the AirTempo into the pre-exisiting hole of the old control, framing it as a flush in-wall control. Simple, quick and a beautiful install all in one kit. | Kit not included with AirTempo | Flush mounting kit comes with all the nessacary tools to complete assembly | Comes in a rounded and squared flush rim to match your pre-established décor | Also available in 7 designer finishes | Just 3 mm thick | [5 empty] | N/A | N/A | N/A | N/A | NO | N/A | All eSeries Generators | N/A | N/A | N/A | https://cdn.intelligencebank.com/us/share/B3R/KeX0/21y6/original/steam-logo-white.jpg | http://public2.intelligencebank.com/e2c56f829e1e5d82347c365bf31980f6/831dafc0fc807fb6b11723a358db0a91/104232SQ-OR.jpg | http://public2.intelligencebank.com/e2c56f829e1e5d82347c365bf31980f6/ad57ff103ad9ef23692d55d0147c23a1/104232SQ-OR_White.jpg | N/A | https://vimeo.com/58153234 | https://vimeo.com/58153232 | N/A | N/A | http://prodrep.mrsteam.com/DocumentResources/d1f0ef4a-aa86-4f9f-b8e4-ceba8ace31f3.pdf | N/A | http://prodrep.mrsteam.com/DocumentResources/278f8bd4-e4dd-4dc6-bbf8-9b48e09be4aa.pdf | N/A | N/A | UNITED STATES | http://prodrep.mrsteam.com/DocumentResources/d6a61c17-60ee-4efc-b1ec-4fa4cb6c55b8.pdf | 72 HOURS | http://prodrep.mrsteam.com/DocumentResources/6805c486-7ad2-47aa-b292-83cc7a6980a9.pdf | http://prodrep.mrsteam.com/DocumentResources/9cd3322a-f719-4aae-87fb-39a8e4dd830b.pdf | http://prodrep.mrsteam.com/DocumentResources/fb82c221-da8d-4d90-ae1e-66670ba7542f.pdf | NO | Plastic; Metal | UL Recognized | NO | N/A | YES | NO | YES | NO | NO | N/A | N/A | Wall-Mount | NO | 1; EA | NO | NO | NO | NO | PESTICIDE/AEROSOL: NO | CHEMICAL/SOLVENT: NO | Lead: No Mercury: No Silver: No Cadmium: No Chromium: No Barium: No Arsenic: No Selenium: No | PARCEL | 70 | N/A | N/A | N/A | N/A | N/A | N/A | N/A | N/A | N/A | N/A | N/A | N/A | NO | N/A | N/A | N/A | N/A | N/A | N/A | N/A | N/A | N/A | N/A | N/A | N/A | N/A | N/A | N/A | N/A | N/A | N/A | N/A | N/A | N/A | N/A | N/A | NO | NO | NO | 2017-06-24 | Mr. Steam Price Book 2017 | N/A
104232SQ-PB | ACCESSORY | AirTempo | ACTIVE (ECOM) | AirTempo Square Flush Mount Kit Polished Brass | 767931905933 | 00767931905933 | POLISHED BRASS | AirTempo Square Flush Mount Kit Polished Brass | 105 | 73.5 | 2019-04-01 | Yes | 0.3 | 4.66 | 4.66 | 0.75 | 4.66 x 4.66 x 0.75 | 2 | 10 | 7 | 4 | 10 x 7 x 4 | This sleek, square rim mounts the steam control onto the wall, complementing your bathroom décor. Made with remodel in mind, installing the flush mount kit will allow the home owner to insert the AirTempo into the pre-exisiting hole of the old control, framing it as a flush in-wall control. Simple, quick and a beautiful install all in one kit. | Kit not included with AirTempo | Flush mounting kit comes with all the nessacary tools to complete assembly | Comes in a rounded and squared flush rim to match your pre-established décor | Also available in 7 designer finishes | Just 3 mm thick | [5 empty] | N/A | N/A | N/A | N/A | NO | N/A | All eSeries Generators | N/A | N/A | N/A | https://cdn.intelligencebank.com/us/share/B3R/KeX0/21y6/original/steam-logo-white.jpg | http://public2.intelligencebank.com/e2c56f829e1e5d82347c365bf31980f6/5fc9817ce02a7b7f7959a1e84b307f28/104232SQ-PB.jpg | http://public2.intelligencebank.com/e2c56f829e1e5d82347c365bf31980f6/9cc14976ac55e69b2404fa6e1ccc1931/104232SQ-PB_White.jpg | N/A | https://vimeo.com/58153234 | https://vimeo.com/58153232 | N/A | N/A | http://prodrep.mrsteam.com/DocumentResources/d1f0ef4a-aa86-4f9f-b8e4-ceba8ace31f3.pdf | N/A | http://prodrep.mrsteam.com/DocumentResources/278f8bd4-e4dd-4dc6-bbf8-9b48e09be4aa.pdf | N/A | N/A | UNITED STATES | http://prodrep.mrsteam.com/DocumentResources/d6a61c17-60ee-4efc-b1ec-4fa4cb6c55b8.pdf | 72 HOURS | http://prodrep.mrsteam.com/DocumentResources/6805c486-7ad2-47aa-b292-83cc7a6980a9.pdf | http://prodrep.mrsteam.com/DocumentResources/9cd3322a-f719-4aae-87fb-39a8e4dd830b.pdf | http://prodrep.mrsteam.com/DocumentResources/fb82c221-da8d-4d90-ae1e-66670ba7542f.pdf | NO | Plastic; Metal | UL Recognized | NO | N/A | YES | NO | YES | NO | NO | N/A | N/A | Wall-Mount | NO | 1; EA | NO | NO | NO | NO | PESTICIDE/AEROSOL: NO | CHEMICAL/SOLVENT: NO | Lead: No Mercury: No Silver: No Cadmium: No Chromium: No Barium: No Arsenic: No Selenium: No | PARCEL | 70 | N/A | N/A | N/A | N/A | N/A | N/A | N/A | N/A | N/A | N/A | N/A | N/A | NO | N/A | N/A | N/A | N/A | N/A | N/A | N/A | N/A | N/A | N/A | N/A | N/A | N/A | N/A | N/A | N/A | N/A | N/A | N/A | N/A | N/A | N/A | N/A | NO | NO | NO | 2017-06-24 | Mr. Steam Price Book 2017 | N/A
104232SQ-PC | ACCESSORY | AirTempo | ACTIVE (ECOM) | AirTempo Square Flush Mount Kit Polished Chrome | 767931905896 | 00767931905896 | POLISHED CHROME | AirTempo Square Flush Mount Kit Polished Chrome | 100 | 70 | 2019-04-01 | Yes | 0.3 | 4.66 | 4.66 | 0.75 | 4.66 x 4.66 x 0.75 | 2 | 10 | 7 | 4 | 10 x 7 x 4 | This sleek, square rim mounts the steam control onto the wall, complementing your bathroom décor. Made with remodel in mind, installing the flush mount kit will allow the home owner to insert the AirTempo into the pre-exisiting hole of the old control, framing it as a flush in-wall control. Simple, quick and a beautiful install all in one kit. | Kit not included with AirTempo | Flush mounting kit comes with all the nessacary tools to complete assembly | Comes in a rounded and squared flush rim to match your pre-established décor | Also available in 7 designer finishes | Just 3 mm thick | [5 empty] | N/A | N/A | N/A | N/A | NO | N/A | All eSeries Generators | N/A | N/A | N/A | https://cdn.intelligencebank.com/us/share/B3R/KeX0/21y6/original/steam-logo-white.jpg | http://public2.intelligencebank.com/e2c56f829e1e5d82347c365bf31980f6/8de5e80aa50950af00299d00d8173354/104232SQ-PC.jpg | http://public2.intelligencebank.com/e2c56f829e1e5d82347c365bf31980f6/b8969ae331f4c3abd770d767f6d11600/104232SQ-PC_White.jpg | N/A | https://vimeo.com/58153234 | https://vimeo.com/58153232 | N/A | N/A | http://prodrep.mrsteam.com/DocumentResources/d1f0ef4a-aa86-4f9f-b8e4-ceba8ace31f3.pdf | N/A | http://prodrep.mrsteam.com/DocumentResources/278f8bd4-e4dd-4dc6-bbf8-9b48e09be4aa.pdf | N/A | N/A | UNITED STATES | http://prodrep.mrsteam.com/DocumentResources/d6a61c17-60ee-4efc-b1ec-4fa4cb6c55b8.pdf | 72 HOURS | http://prodrep.mrsteam.com/DocumentResources/6805c486-7ad2-47aa-b292-83cc7a6980a9.pdf | http://prodrep.mrsteam.com/DocumentResources/9cd3322a-f719-4aae-87fb-39a8e4dd830b.pdf | http://prodrep.mrsteam.com/DocumentResources/fb82c221-da8d-4d90-ae1e-66670ba7542f.pdf | NO | Plastic; Metal | UL Recognized | NO | N/A | YES | NO | YES | NO | NO | N/A | N/A | Wall-Mount | NO | 1; EA | NO | NO | NO | NO | PESTICIDE/AEROSOL: NO | CHEMICAL/SOLVENT: NO | Lead: No Mercury: No Silver: No Cadmium: No Chromium: No Barium: No Arsenic: No Selenium: No | PARCEL | 70 | N/A | N/A | N/A | N/A | N/A | N/A | N/A | N/A | N/A | N/A | N/A | N/A | NO | N/A | N/A | N/A | N/A | N/A | N/A | N/A | N/A | N/A | N/A | N/A | N/A | N/A | N/A | N/A | N/A | N/A | N/A | N/A | N/A | N/A | N/A | N/A | NO | NO | NO | 2017-06-24 | Mr. Steam Price Book 2017 | N/A
104232SQ-PN | ACCESSORY | AirTempo | ACTIVE (ECOM) | AirTempo Square Flush Mount Kit Polished Nickel | 767931905940 | 00767931905940 | POLISHED NICKEL | AirTempo Square Flush Mount Kit Polished Nickel | 105 | 73.5 | 2019-04-01 | Yes | 0.3 | 4.66 | 4.66 | 0.75 | 4.66 x 4.66 x 0.75 | 2 | 10 | 7 | 4 | 10 x 7 x 4 | This sleek, square rim mounts the steam control onto the wall, complementing your bathroom décor. Made with remodel in mind, installing the flush mount kit will allow the home owner to insert the AirTempo into the pre-exisiting hole of the old control, framing it as a flush in-wall control. Simple, quick and a beautiful install all in one kit. | Kit not included with AirTempo | Flush mounting kit comes with all the nessacary tools to complete assembly | Comes in a rounded and squared flush rim to match your pre-established décor | Also available in 7 designer finishes | Just 3 mm thick | [5 empty] | N/A | N/A | N/A | N/A | NO | N/A | All eSeries Generators | N/A | N/A | N/A | https://cdn.intelligencebank.com/us/share/B3R/KeX0/21y6/original/steam-logo-white.jpg | http://public2.intelligencebank.com/e2c56f829e1e5d82347c365bf31980f6/9209b59b3339d438fd0ec70c637c4b08/104232SQ-PN.jpg | http://public2.intelligencebank.com/e2c56f829e1e5d82347c365bf31980f6/3af0423d7d58c3770cba04330b8a4adb/104232SQ-PN_White.jpg | N/A | https://vimeo.com/58153234 | https://vimeo.com/58153232 | N/A | N/A | http://prodrep.mrsteam.com/DocumentResources/d1f0ef4a-aa86-4f9f-b8e4-ceba8ace31f3.pdf | N/A | http://prodrep.mrsteam.com/DocumentResources/278f8bd4-e4dd-4dc6-bbf8-9b48e09be4aa.pdf | N/A | N/A | UNITED STATES | http://prodrep.mrsteam.com/DocumentResources/d6a61c17-60ee-4efc-b1ec-4fa4cb6c55b8.pdf | 72 HOURS | http://prodrep.mrsteam.com/DocumentResources/6805c486-7ad2-47aa-b292-83cc7a6980a9.pdf | http://prodrep.mrsteam.com/DocumentResources/9cd3322a-f719-4aae-87fb-39a8e4dd830b.pdf | http://prodrep.mrsteam.com/DocumentResources/fb82c221-da8d-4d90-ae1e-66670ba7542f.pdf | NO | Plastic; Metal | UL Recognized | NO | N/A | YES | NO | YES | NO | NO | N/A | N/A | Wall-Mount | NO | 1; EA | NO | NO | NO | NO | PESTICIDE/AEROSOL: NO | CHEMICAL/SOLVENT: NO | Lead: No Mercury: No Silver: No Cadmium: No Chromium: No Barium: No Arsenic: No Selenium: No | PARCEL | 70 | N/A | N/A | N/A | N/A | N/A | N/A | N/A | N/A | N/A | N/A | N/A | N/A | NO | N/A | N/A | N/A | N/A | N/A | N/A | N/A | N/A | N/A | N/A | N/A | N/A | N/A | N/A | N/A | N/A | N/A | N/A | N/A | N/A | N/A | N/A | N/A | NO | NO | NO | 2017-06-24 | Mr. Steam Price Book 2017 | N/A
104232SQ-SB | ACCESSORY | AirTempo | ACTIVE (ECOM) | AirTempo Square Flush Mount Kit Satin Brass | 767931911170 | 00767931911170 | SATIN BRASS | AirTempo Square Flush Mount Kit Satin Brass | 105 | 73.5 | 2019-04-01 | Yes | 0.3 | 4.66 | 4.66 | 0.75 | 4.66 x 4.66 x 0.75 | 2 | 10 | 7 | 4 | 10 x 7 x 4 | This sleek, square rim mounts the steam control onto the wall, complementing your bathroom décor. Made with remodel in mind, installing the flush mount kit will allow the home owner to insert the AirTempo into the pre-exisiting hole of the old control, framing it as a flush in-wall control. Simple, quick and a beautiful install all in one kit. | Kit not included with AirTempo | Flush mounting kit comes with all the nessacary tools to complete assembly | Comes in a rounded and squared flush rim to match your pre-established décor | Also available in 7 designer finishes | Just 3 mm thick | [5 empty] | N/A | N/A | N/A | N/A | NO | N/A | All eSeries Generators | N/A | N/A | N/A | https://cdn.intelligencebank.com/us/share/B3R/KeX0/21y6/original/steam-logo-white.jpg | http://public2.intelligencebank.com/e2c56f829e1e5d82347c365bf31980f6/d3d8744e1061e870821bec9ed65a53bf/104232SQ-SB.jpg | http://public2.intelligencebank.com/e2c56f829e1e5d82347c365bf31980f6/8b5eeee14e4061c90c7097da5cbf4c62/104232SQ-SB_White.jpg | N/A | https://vimeo.com/58153234 | https://vimeo.com/58153232 | N/A | N/A | http://prodrep.mrsteam.com/DocumentResources/d1f0ef4a-aa86-4f9f-b8e4-ceba8ace31f3.pdf | N/A | http://prodrep.mrsteam.com/DocumentResources/278f8bd4-e4dd-4dc6-bbf8-9b48e09be4aa.pdf | N/A | N/A | UNITED STATES | http://prodrep.mrsteam.com/DocumentResources/d6a61c17-60ee-4efc-b1ec-4fa4cb6c55b8.pdf | 72 HOURS | http://prodrep.mrsteam.com/DocumentResources/6805c486-7ad2-47aa-b292-83cc7a6980a9.pdf | http://prodrep.mrsteam.com/DocumentResources/9cd3322a-f719-4aae-87fb-39a8e4dd830b.pdf | http://prodrep.mrsteam.com/DocumentResources/fb82c221-da8d-4d90-ae1e-66670ba7542f.pdf | NO | Plastic; Metal | UL Recognized | NO | N/A | YES | NO | YES | NO | NO | N/A | N/A | Wall-Mount | NO | 1; EA | NO | NO | NO | NO | PESTICIDE/AEROSOL: NO | CHEMICAL/SOLVENT: NO | Lead: No Mercury: No Silver: No Cadmium: No Chromium: No Barium: No Arsenic: No Selenium: No | PARCEL | 70 | N/A | N/A | N/A | N/A | N/A | N/A | N/A | N/A | N/A | N/A | N/A | N/A | NO | N/A | N/A | N/A | N/A | N/A | N/A | N/A | N/A | N/A | N/A | N/A | N/A | N/A | N/A | N/A | N/A | N/A | N/A | N/A | N/A | N/A | N/A | N/A | NO | NO | NO | 2017-06-24 | Mr. Steam Price Book 2017 | N/A
150C1AI3BK | GENERATOR PACKAGE | iSteam Generator Package | ACTIVE (ECOM) | 6kW Steam Bath Generator with iSteam3 AutoFlush Package in Black | 767931911200 | 00767931911200 | BLACK | eSeries 6kW Steam Bath Generator at 240V with iSteam® 3 Touch Screen Control in Black with matching AromaSteam iSteam SteamHead, and AutoFlush. For generator models MS90E to MSSUPER6E. | 4425 | 3097.5 | 2019-04-01 | Yes | 41 | 18 | 24 | 24 | 18 x 24 x 24 | 41 | 18 | 24 | 24 | 18 x 24 x 24 | eSeries Generators are crafted from recyclable stainless steel and assembled with meticulous attention to detail. Designed, engineered and assembled in Long Island City, NY to the most exacting standards, our generators are clean, green, virtually silent, and ultra-efficient. | Free from defects in materials and craftsmanship for its lifetime. MrSteam will repair or replace (at its option) a Generator which fails to conform to this warranty | Installs in areas such as a cabinet, closet, under a sealed bench or in an insulated attic | Exclusive micro processor operating system is the brains of our intelligent steam generator | Easily install spa therapy accessories or components such as AromaTherapy, ChromaTherapy, Steamlinx, and more | LED indicators to help you troubleshoot any connection and maintenance challenges | Naturally corrosion resistant, 100 percent recyclable stainless steel inside and out | Designed to save water and energy. Uses less than two gallons of water vs 40 gallons for an ordinary bath | 60 minute automatic cutoff, low voltage board, designed for easy access safe service | US and Canadian UL listed, and CE and NOM certified for unsurpassed quality and safety | Reliable, industrial grade, and the industries largest copper heating element heats fast and is easy to remove and service | 6 | 6000 | 240 | 25 | YES | 8 | N/A | 103867; 104117-60; MSTS; STEAMLINX | N/A | N/A | https://cdn.intelligencebank.com/us/share/B3R/KeX0/21y6/original/steam-logo-white.jpg | http://public2.intelligencebank.com/e2c56f829e1e5d82347c365bf31980f6/0b6b1af6f14ac9df51b2bc34aa563ebf/150C1AI3BK.jpg | N/A | N/A | https://vimeo.com/58153234 | https://vimeo.com/58153232 | N/A | https://vimeo.com/81504512 | http://prodrep.mrsteam.com/DocumentResources/d1f0ef4a-aa86-4f9f-b8e4-ceba8ace31f3.pdf | http://prodrep.mrsteam.com/DocumentResources/0468ef5a-0b97-439b-8fad-c2c296d89e6f.pdf | http://prodrep.mrsteam.com/DocumentResources/278f8bd4-e4dd-4dc6-bbf8-9b48e09be4aa.pdf | 1419293 | N/A | UNITED STATES | http://prodrep.mrsteam.com/DocumentResources/7fbb39fd-1c69-485a-8ade-2da95fdf4576.pdf | 72 HOURS | http://prodrep.mrsteam.com/DocumentResources/0e9b7d91-2a0a-478d-9425-797faf20a8e4.pdf | http://prodrep.mrsteam.com/DocumentResources/6446cb4f-5f9a-433c-9c0a-111dab242cb3.pdf | http://prodrep.mrsteam.com/DocumentResources/fb82c221-da8d-4d90-ae1e-66670ba7542f.pdf | NO | Plastic; Metal; Stainless Steel | UL Listed; cUL Listed | YES | N/A | YES | NO | YES | NO | NO | 60 MIN | 120 °F | Wall-Mount or Floor-Mount | NO | 1; EA | NO | NO | NO | NO | PESTICIDE/AEROSOL: NO | CHEMICAL/SOLVENT: NO | Lead: No Mercury: No Silver: No Cadmium: No Chromium: No Barium: No Arsenic: No Selenium: No | PARCEL | 70 | N/A | N/A | RIGHT | 1/2 NPT | 1/2 NPT & 3/8 NPT | 0 PSI | NPT | N/A | ELECTRIC | 101 - 150 CU. FT. | N/A | 0.8 GAL PER 20 MIN CYCLE | NO | N/A | N/A | N/A | N/A | N/A | N/A | N/A | N/A | N/A | N/A | N/A | N/A | N/A | N/A | N/A | N/A | N/A | N/A | N/A | N/A | N/A | N/A | N/A | NO | YES | NO | 2017-06-24 | Mr. Steam Price Book 2017 | N/A
150C1AI3WH | GENERATOR PACKAGE | iSteam Generator Package | ACTIVE (ECOM) | 6kW Steam Bath Generator with iSteam3 AutoFlush Package in White | 767931911217 | 00767931911217 | WHITE | eSeries 6kW Steam Bath Generator at 240V with iSteam® 3 Touch Screen Control in White with matching AromaSteam iSteam SteamHead, and AutoFlush. For generator models MS90E to MSSUPER6E. | 4425 | 3097.5 | 2019-04-01 | Yes | 41 | 18 | 24 | 24 | 18 x 24 x 24 | 41 | 18 | 24 | 24 | 18 x 24 x 24 | eSeries Generators are crafted from recyclable stainless steel and assembled with meticulous attention to detail. Designed, engineered and assembled in Long Island City, NY to the most exacting standards, our generators are clean, green, virtually silent, and ultra-efficient. | Free from defects in materials and craftsmanship for its lifetime. MrSteam will repair or replace (at its option) a Generator which fails to conform to this warranty | Installs in areas such as a cabinet, closet, under a sealed bench or in an insulated attic | Exclusive micro processor operating system is the brains of our intelligent steam generator | Easily install spa therapy accessories or components such as AromaTherapy, ChromaTherapy, Steamlinx, and more | LED indicators to help you troubleshoot any connection and maintenance challenges | Naturally corrosion resistant, 100 percent recyclable stainless steel inside and out | Designed to save water and energy. Uses less than two gallons of water vs 40 gallons for an ordinary bath | 60 minute automatic cutoff, low voltage board, designed for easy access safe service | US and Canadian UL listed, and CE and NOM certified for unsurpassed quality and safety | Reliable, industrial grade, and the industries largest copper heating element heats fast and is easy to remove and service | 6 | 6000 | 240 | 25 | YES | 8 | N/A | 103867; 104117-60; MSTS; STEAMLINX | N/A | N/A | https://cdn.intelligencebank.com/us/share/B3R/KeX0/21y6/original/steam-logo-white.jpg | http://public2.intelligencebank.com/e2c56f829e1e5d82347c365bf31980f6/90b4de0ec5fab911a37a8bf63f84e84b/150C1AI3WH.jpg | N/A | N/A | https://vimeo.com/58153234 | https://vimeo.com/58153232 | N/A | https://vimeo.com/81504512 | http://prodrep.mrsteam.com/DocumentResources/d1f0ef4a-aa86-4f9f-b8e4-ceba8ace31f3.pdf | http://prodrep.mrsteam.com/DocumentResources/0468ef5a-0b97-439b-8fad-c2c296d89e6f.pdf | http://prodrep.mrsteam.com/DocumentResources/278f8bd4-e4dd-4dc6-bbf8-9b48e09be4aa.pdf | 1419293 | N/A | UNITED STATES | http://prodrep.mrsteam.com/DocumentResources/7fbb39fd-1c69-485a-8ade-2da95fdf4576.pdf | 72 HOURS | http://prodrep.mrsteam.com/DocumentResources/0e9b7d91-2a0a-478d-9425-797faf20a8e4.pdf | http://prodrep.mrsteam.com/DocumentResources/6446cb4f-5f9a-433c-9c0a-111dab242cb3.pdf | http://prodrep.mrsteam.com/DocumentResources/fb82c221-da8d-4d90-ae1e-66670ba7542f.pdf | NO | Plastic; Metal; Stainless Steel | UL Listed; cUL Listed | YES | N/A | YES | NO | YES | NO | NO | 60 MIN | 120 °F | Wall-Mount or Floor-Mount | NO | 1; EA | NO | NO | NO | NO | PESTICIDE/AEROSOL: NO | CHEMICAL/SOLVENT: NO | Lead: No Mercury: No Silver: No Cadmium: No Chromium: No Barium: No Arsenic: No Selenium: No | PARCEL | 70 | N/A | N/A | RIGHT | 1/2 NPT | 1/2 NPT & 3/8 NPT | 0 PSI | NPT | N/A | ELECTRIC | 101 - 150 CU. FT. | N/A | 0.8 GAL PER 20 MIN CYCLE | NO | N/A | N/A | N/A | N/A | N/A | N/A | N/A | N/A | N/A | N/A | N/A | N/A | N/A | N/A | N/A | N/A | N/A | N/A | N/A | N/A | N/A | N/A | N/A | NO | YES | NO | 2017-06-24 | Mr. Steam Price Book 2017 | N/A
150C1ATRDBN | GENERATOR PACKAGE | iTempo Generator Package | ACTIVE (ECOM) | 6kW Steam Bath Generator with iTempo AutoFlush Round Package in Brushed Nickel | 767931190780 | 00767931190780 | BRUSHED NICKEL | eSeries 6kW Steam Bath Generator at 240V with iTempo Round Control Brushed Nickel with matching AromaSteam SteamHead, and AutoFlush. For generator models MS90E to MSSUPER6E. | 3825 | 2677.5 | 2019-04-01 | Yes | 38 | 18 | 24 | 24 | 18 x 24 x 24 | 38 | 18 | 24 | 24 | 18 x 24 x 24 | eSeries Generators are crafted from recyclable stainless steel and assembled with meticulous attention to detail. Designed, engineered and assembled in Long Island City, NY to the most exacting standards, our generators are clean, green, virtually silent, and ultra-efficient. | Free from defects in materials and craftsmanship for its lifetime. MrSteam will repair or replace (at its option) a Generator which fails to conform to this warranty | Installs in areas such as a cabinet, closet, under a sealed bench or in an insulated attic | Exclusive micro processor operating system is the brains of our intelligent steam generator | Easily install spa therapy accessories or components such as AromaTherapy, ChromaTherapy, Steamlinx, and more | LED indicators to help you troubleshoot any connection and maintenance challenges | Naturally corrosion resistant, 100 percent recyclable stainless steel inside and out | Designed to save water and energy. Uses less than two gallons of water vs 40 gallons for an ordinary bath | 60 minute automatic cutoff, low voltage board, designed for easy access safe service | US and Canadian UL listed, and CE and NOM certified for unsurpassed quality and safety | Reliable, industrial grade, and the industries largest copper heating element heats fast and is easy to remove and service | 6 | 6000 | 240 | 25 | YES | 8 | N/A | 103867; 103990-60; MSTS; STEAMLINX | N/A | N/A | https://cdn.intelligencebank.com/us/share/B3R/KeX0/21y6/original/steam-logo-white.jpg | http://public2.intelligencebank.com/e2c56f829e1e5d82347c365bf31980f6/d7ee4b14c1c2c53f364e740b3baf9652/150C1ATRDBN.jpg | N/A | N/A | https://vimeo.com/58153234 | https://vimeo.com/58153232 | N/A | https://vimeo.com/66350508 | http://prodrep.mrsteam.com/DocumentResources/d1f0ef4a-aa86-4f9f-b8e4-ceba8ace31f3.pdf | http://prodrep.mrsteam.com/DocumentResources/0468ef5a-0b97-439b-8fad-c2c296d89e6f.pdf | http://prodrep.mrsteam.com/DocumentResources/278f8bd4-e4dd-4dc6-bbf8-9b48e09be4aa.pdf | 1419293 | N/A | UNITED STATES | http://prodrep.mrsteam.com/DocumentResources/7fbb39fd-1c69-485a-8ade-2da95fdf4576.pdf | 72 HOURS | http://prodrep.mrsteam.com/DocumentResources/0e9b7d91-2a0a-478d-9425-797faf20a8e4.pdf | http://prodrep.mrsteam.com/DocumentResources/6446cb4f-5f9a-433c-9c0a-111dab242cb3.pdf | http://prodrep.mrsteam.com/DocumentResources/fb82c221-da8d-4d90-ae1e-66670ba7542f.pdf | NO | Plastic; Metal; Stainless Steel | UL Listed; cUL Listed | YES | N/A | YES | NO | YES | NO | NO | 60 MIN | 120 °F | Wall-Mount or Floor-Mount | NO | 1; EA | NO | NO | NO | NO | PESTICIDE/AEROSOL: NO | CHEMICAL/SOLVENT: NO | Lead: No Mercury: No Silver: No Cadmium: No Chromium: No Barium: No Arsenic: No Selenium: No | PARCEL | 70 | N/A | N/A | RIGHT | 1/2 NPT | 1/2 NPT & 3/8 NPT | 0 PSI | NPT | N/A | ELECTRIC | 101 - 150 CU. FT. | N/A | 0.8 GAL PER 20 MIN CYCLE | NO | N/A | N/A | N/A | N/A | N/A | N/A | N/A | N/A | N/A | N/A | N/A | N/A | N/A | N/A | N/A | N/A | N/A | N/A | N/A | N/A | N/A | N/A | N/A | NO | YES | NO | 2017-06-24 | Mr. Steam Price Book 2017 | N/A
150C1ATRDORB | GENERATOR PACKAGE | iTempo Generator Package | ACTIVE (ECOM) | 6kW Steam Bath Generator with iTempo AutoFlush Round Package in Oil Rubbed Bronze | 767931190803 | 00767931190803 | OIL RUBBED BRONZE | eSeries 6kW Steam Bath Generator at 240V with iTempo Round Control Oil Rubbed Bronze with matching AromaSteam SteamHead, and AutoFlush. For generator models MS90E to MSSUPER6E. | 3825 | 2677.5 | 2019-04-01 | Yes | 38 | 18 | 24 | 24 | 18 x 24 x 24 | 38 | 18 | 24 | 24 | 18 x 24 x 24 | eSeries Generators are crafted from recyclable stainless steel and assembled with meticulous attention to detail. Designed, engineered and assembled in Long Island City, NY to the most exacting standards, our generators are clean, green, virtually silent, and ultra-efficient. | Free from defects in materials and craftsmanship for its lifetime. MrSteam will repair or replace (at its option) a Generator which fails to conform to this warranty | Installs in areas such as a cabinet, closet, under a sealed bench or in an insulated attic | Exclusive micro processor operating system is the brains of our intelligent steam generator | Easily install spa therapy accessories or components such as AromaTherapy, ChromaTherapy, Steamlinx, and more | LED indicators to help you troubleshoot any connection and maintenance challenges | Naturally corrosion resistant, 100 percent recyclable stainless steel inside and out | Designed to save water and energy. Uses less than two gallons of water vs 40 gallons for an ordinary bath | 60 minute automatic cutoff, low voltage board, designed for easy access safe service | US and Canadian UL listed, and CE and NOM certified for unsurpassed quality and safety | Reliable, industrial grade, and the industries largest copper heating element heats fast and is easy to remove and service | 6 | 6000 | 240 | 25 | YES | 8 | N/A | 103867; 103990-60; MSTS; STEAMLINX | N/A | N/A | https://cdn.intelligencebank.com/us/share/B3R/KeX0/21y6/original/steam-logo-white.jpg | http://public2.intelligencebank.com/e2c56f829e1e5d82347c365bf31980f6/ebd02deb4d4267ba52063ac89bc03aa1/150C1ATRDORB.jpg | N/A | N/A | https://vimeo.com/58153234 | https://vimeo.com/58153232 | N/A | https://vimeo.com/66350508 | http://prodrep.mrsteam.com/DocumentResources/d1f0ef4a-aa86-4f9f-b8e4-ceba8ace31f3.pdf | http://prodrep.mrsteam.com/DocumentResources/0468ef5a-0b97-439b-8fad-c2c296d89e6f.pdf | http://prodrep.mrsteam.com/DocumentResources/278f8bd4-e4dd-4dc6-bbf8-9b48e09be4aa.pdf | 1419293 | N/A | UNITED STATES | http://prodrep.mrsteam.com/DocumentResources/7fbb39fd-1c69-485a-8ade-2da95fdf4576.pdf | 72 HOURS | http://prodrep.mrsteam.com/DocumentResources/0e9b7d91-2a0a-478d-9425-797faf20a8e4.pdf | http://prodrep.mrsteam.com/DocumentResources/6446cb4f-5f9a-433c-9c0a-111dab242cb3.pdf | http://prodrep.mrsteam.com/DocumentResources/fb82c221-da8d-4d90-ae1e-66670ba7542f.pdf | NO | Plastic; Metal; Stainless Steel | UL Listed; cUL Listed | YES | N/A | YES | NO | YES | NO | NO | 60 MIN | 120 °F | Wall-Mount or Floor-Mount | NO | 1; EA | NO | NO | NO | NO | PESTICIDE/AEROSOL: NO | CHEMICAL/SOLVENT: NO | Lead: No Mercury: No Silver: No Cadmium: No Chromium: No Barium: No Arsenic: No Selenium: No | PARCEL | 70 | N/A | N/A | RIGHT | 1/2 NPT | 1/2 NPT & 3/8 NPT | 0 PSI | NPT | N/A | ELECTRIC | 101 - 150 CU. FT. | N/A | 0.8 GAL PER 20 MIN CYCLE | NO | N/A | N/A | N/A | N/A | N/A | N/A | N/A | N/A | N/A | N/A | N/A | N/A | N/A | N/A | N/A | N/A | N/A | N/A | N/A | N/A | N/A | N/A | N/A | NO | YES | NO | 2017-06-24 | Mr. Steam Price Book 2017 | N/A
150C1ATRDPC | GENERATOR PACKAGE | iTempo Generator Package | ACTIVE (ECOM) | 6kW Steam Bath Generator with iTempo AutoFlush Round Package in Polished Chrome | 767931190773 | 00767931190773 | POLISHED CHROME | eSeries 6kW Steam Bath Generator at 240V with iTempo Round Control Polished Chrome with matching AromaSteam SteamHead, and AutoFlush. For generator models MS90E to MSSUPER6E. | 3725 | 2607.5 | 2019-04-01 | Yes | 38 | 18 | 24 | 24 | 18 x 24 x 24 | 38 | 18 | 24 | 24 | 18 x 24 x 24 | eSeries Generators are crafted from recyclable stainless steel and assembled with meticulous attention to detail. Designed, engineered and assembled in Long Island City, NY to the most exacting standards, our generators are clean, green, virtually silent, and ultra-efficient. | Free from defects in materials and craftsmanship for its lifetime. MrSteam will repair or replace (at its option) a Generator which fails to conform to this warranty | Installs in areas such as a cabinet, closet, under a sealed bench or in an insulated attic | Exclusive micro processor operating system is the brains of our intelligent steam generator | Easily install spa therapy accessories or components such as AromaTherapy, ChromaTherapy, Steamlinx, and more | LED indicators to help you troubleshoot any connection and maintenance challenges | Naturally corrosion resistant, 100 percent recyclable stainless steel inside and out | Designed to save water and energy. Uses less than two gallons of water vs 40 gallons for an ordinary bath | 60 minute automatic cutoff, low voltage board, designed for easy access safe service | US and Canadian UL listed, and CE and NOM certified for unsurpassed quality and safety | Reliable, industrial grade, and the industries largest copper heating element heats fast and is easy to remove and service | 6 | 6000 | 240 | 25 | YES | 8 | N/A | 103867; 103990-60; MSTS; STEAMLINX | N/A | N/A | https://cdn.intelligencebank.com/us/share/B3R/KeX0/21y6/original/steam-logo-white.jpg | http://public2.intelligencebank.com/e2c56f829e1e5d82347c365bf31980f6/6f0144830eb2167ae40f5ec7228790e0/150C1ATRDPC.jpg | N/A | N/A | https://vimeo.com/58153234 | https://vimeo.com/58153232 | N/A | https://vimeo.com/66350508 | http://prodrep.mrsteam.com/DocumentResources/d1f0ef4a-aa86-4f9f-b8e4-ceba8ace31f3.pdf | http://prodrep.mrsteam.com/DocumentResources/0468ef5a-0b97-439b-8fad-c2c296d89e6f.pdf | http://prodrep.mrsteam.com/DocumentResources/278f8bd4-e4dd-4dc6-bbf8-9b48e09be4aa.pdf | 1419293 | N/A | UNITED STATES | http://prodrep.mrsteam.com/DocumentResources/7fbb39fd-1c69-485a-8ade-2da95fdf4576.pdf | 72 HOURS | http://prodrep.mrsteam.com/DocumentResources/0e9b7d91-2a0a-478d-9425-797faf20a8e4.pdf | http://prodrep.mrsteam.com/DocumentResources/6446cb4f-5f9a-433c-9c0a-111dab242cb3.pdf | http://prodrep.mrsteam.com/DocumentResources/fb82c221-da8d-4d90-ae1e-66670ba7542f.pdf | NO | Plastic; Metal; Stainless Steel | UL Listed; cUL Listed | YES | N/A | YES | NO | YES | NO | NO | 60 MIN | 120 °F | Wall-Mount or Floor-Mount | NO | 1; EA | NO | NO | NO | NO | PESTICIDE/AEROSOL: NO | CHEMICAL/SOLVENT: NO | Lead: No Mercury: No Silver: No Cadmium: No Chromium: No Barium: No Arsenic: No Selenium: No | PARCEL | 70 | N/A | N/A | RIGHT | 1/2 NPT | 1/2 NPT & 3/8 NPT | 0 PSI | NPT | N/A | ELECTRIC | 101 - 150 CU. FT. | N/A | 0.8 GAL PER 20 MIN CYCLE | NO | N/A | N/A | N/A | N/A | N/A | N/A | N/A | N/A | N/A | N/A | N/A | N/A | N/A | N/A | N/A | N/A | N/A | N/A | N/A | N/A | N/A | N/A | N/A | NO | YES | NO | 2017-06-24 | Mr. Steam Price Book 2017 | N/A
150C1ATRDPN | GENERATOR PACKAGE | iTempo Generator Package | ACTIVE (ECOM) | 6kW Steam Bath Generator with iTempo AutoFlush Round Package in Polished Nickel | 767931190797 | 00767931190797 | POLISHED NICKEL | eSeries 6kW Steam Bath Generator at 240V with iTempo Round Control Polished Nickel with matching AromaSteam SteamHead, and AutoFlush. For generator models MS90E to MSSUPER6E. | 3825 | 2677.5 | 2019-04-01 | Yes | 38 | 18 | 24 | 24 | 18 x 24 x 24 | 38 | 18 | 24 | 24 | 18 x 24 x 24 | eSeries Generators are crafted from recyclable stainless steel and assembled with meticulous attention to detail. Designed, engineered and assembled in Long Island City, NY to the most exacting standards, our generators are clean, green, virtually silent, and ultra-efficient. | Free from defects in materials and craftsmanship for its lifetime. MrSteam will repair or replace (at its option) a Generator which fails to conform to this warranty | Installs in areas such as a cabinet, closet, under a sealed bench or in an insulated attic | Exclusive micro processor operating system is the brains of our intelligent steam generator | Easily install spa therapy accessories or components such as AromaTherapy, ChromaTherapy, Steamlinx, and more | LED indicators to help you troubleshoot any connection and maintenance challenges | Naturally corrosion resistant, 100 percent recyclable stainless steel inside and out | Designed to save water and energy. Uses less than two gallons of water vs 40 gallons for an ordinary bath | 60 minute automatic cutoff, low voltage board, designed for easy access safe service | US and Canadian UL listed, and CE and NOM certified for unsurpassed quality and safety | Reliable, industrial grade, and the industries largest copper heating element heats fast and is easy to remove and service | 6 | 6000 | 240 | 25 | YES | 8 | N/A | 103867; 103990-60; MSTS; STEAMLINX | N/A | N/A | https://cdn.intelligencebank.com/us/share/B3R/KeX0/21y6/original/steam-logo-white.jpg | http://public2.intelligencebank.com/e2c56f829e1e5d82347c365bf31980f6/1b07fcf2fe02e50205567b535f06ca5e/150C1ATRDPN.jpg | N/A | N/A | https://vimeo.com/58153234 | https://vimeo.com/58153232 | N/A | https://vimeo.com/66350508 | http://prodrep.mrsteam.com/DocumentResources/d1f0ef4a-aa86-4f9f-b8e4-ceba8ace31f3.pdf | http://prodrep.mrsteam.com/DocumentResources/0468ef5a-0b97-439b-8fad-c2c296d89e6f.pdf | http://prodrep.mrsteam.com/DocumentResources/278f8bd4-e4dd-4dc6-bbf8-9b48e09be4aa.pdf | 1419293 | N/A | UNITED STATES | http://prodrep.mrsteam.com/DocumentResources/7fbb39fd-1c69-485a-8ade-2da95fdf4576.pdf | 72 HOURS | http://prodrep.mrsteam.com/DocumentResources/0e9b7d91-2a0a-478d-9425-797faf20a8e4.pdf | http://prodrep.mrsteam.com/DocumentResources/6446cb4f-5f9a-433c-9c0a-111dab242cb3.pdf | http://prodrep.mrsteam.com/DocumentResources/fb82c221-da8d-4d90-ae1e-66670ba7542f.pdf | NO | Plastic; Metal; Stainless Steel | UL Listed; cUL Listed | YES | N/A | YES | NO | YES | NO | NO | 60 MIN | 120 °F | Wall-Mount or Floor-Mount | NO | 1; EA | NO | NO | NO | NO | PESTICIDE/AEROSOL: NO | CHEMICAL/SOLVENT: NO | Lead: No Mercury: No Silver: No Cadmium: No Chromium: No Barium: No Arsenic: No Selenium: No | PARCEL | 70 | N/A | N/A | RIGHT | 1/2 NPT | 1/2 NPT & 3/8 NPT | 0 PSI | NPT | N/A | ELECTRIC | 101 - 150 CU. FT. | N/A | 0.8 GAL PER 20 MIN CYCLE | NO | N/A | N/A | N/A | N/A | N/A | N/A | N/A | N/A | N/A | N/A | N/A | N/A | N/A | N/A | N/A | N/A | N/A | N/A | N/A | N/A | N/A | N/A | N/A | NO | YES | NO | 2017-06-24 | Mr. Steam Price Book 2017 | N/A
150C1ATRDSB | GENERATOR PACKAGE | iTempo Generator Package | ACTIVE (ECOM) | 6kW Steam Bath Generator with iTempo AutoFlush Round Package in Satin Brass | 767931911446 | 00767931911446 | SATIN BRASS | eSeries 6kW Steam Bath Generator at 240V with iTempo Round Control in Satin Brass with matching AromaSteam iSteam SteamHead, and AutoFlush. For generator models MS90E to MSSUPER6E. | 3825 | 2677.5 | 2019-04-01 | Yes | 38 | 18 | 24 | 24 | 18 x 24 x 24 | 38 | 18 | 24 | 24 | 18 x 24 x 24 | eSeries Generators are crafted from recyclable stainless steel and assembled with meticulous attention to detail. Designed, engineered and assembled in Long Island City, NY to the most exacting standards, our generators are clean, green, virtually silent, and ultra-efficient. | Free from defects in materials and craftsmanship for its lifetime. MrSteam will repair or replace (at its option) a Generator which fails to conform to this warranty | Installs in areas such as a cabinet, closet, under a sealed bench or in an insulated attic | Exclusive micro processor operating system is the brains of our intelligent steam generator | Easily install spa therapy accessories or components such as AromaTherapy, ChromaTherapy, Steamlinx, and more | LED indicators to help you troubleshoot any connection and maintenance challenges | Naturally corrosion resistant, 100 percent recyclable stainless steel inside and out | Designed to save water and energy. Uses less than two gallons of water vs 40 gallons for an ordinary bath | 60 minute automatic cutoff, low voltage board, designed for easy access safe service | US and Canadian UL listed, and CE and NOM certified for unsurpassed quality and safety | Reliable, industrial grade, and the industries largest copper heating element heats fast and is easy to remove and service | 6 | 6000 | 240 | 25 | YES | 8 | N/A | 103867; 103990-60; MSTS; STEAMLINX | N/A | N/A | https://cdn.intelligencebank.com/us/share/B3R/KeX0/21y6/original/steam-logo-white.jpg |  | N/A | N/A | https://vimeo.com/58153234 | https://vimeo.com/58153232 | N/A | https://vimeo.com/66350508 | http://prodrep.mrsteam.com/DocumentResources/d1f0ef4a-aa86-4f9f-b8e4-ceba8ace31f3.pdf | http://prodrep.mrsteam.com/DocumentResources/0468ef5a-0b97-439b-8fad-c2c296d89e6f.pdf | http://prodrep.mrsteam.com/DocumentResources/278f8bd4-e4dd-4dc6-bbf8-9b48e09be4aa.pdf | 1419293 | N/A | UNITED STATES | http://prodrep.mrsteam.com/DocumentResources/7fbb39fd-1c69-485a-8ade-2da95fdf4576.pdf | 72 HOURS | http://prodrep.mrsteam.com/DocumentResources/0e9b7d91-2a0a-478d-9425-797faf20a8e4.pdf | http://prodrep.mrsteam.com/DocumentResources/6446cb4f-5f9a-433c-9c0a-111dab242cb3.pdf | http://prodrep.mrsteam.com/DocumentResources/fb82c221-da8d-4d90-ae1e-66670ba7542f.pdf | NO | Plastic; Metal; Stainless Steel | UL Listed; cUL Listed | YES | N/A | YES | NO | YES | NO | NO | 60 MIN | 120 °F | Wall-Mount or Floor-Mount | NO | 1; EA | NO | NO | NO | NO | PESTICIDE/AEROSOL: NO | CHEMICAL/SOLVENT: NO | Lead: No Mercury: No Silver: No Cadmium: No Chromium: No Barium: No Arsenic: No Selenium: No | PARCEL | 70 | N/A | N/A | RIGHT | 1/2 NPT | 1/2 NPT & 3/8 NPT | 0 PSI | NPT | N/A | ELECTRIC | 101 - 150 CU. FT. | N/A | 0.8 GAL PER 20 MIN CYCLE | NO | N/A | N/A | N/A | N/A | N/A | N/A | N/A | N/A | N/A | N/A | N/A | N/A | N/A | N/A | N/A | N/A | N/A | N/A | N/A | N/A | N/A | N/A | N/A | NO | YES | NO | 2017-06-24 | Mr. Steam Price Book 2017 | N/A
150C1ATSQBN | GENERATOR PACKAGE | iTempo Generator Package | ACTIVE (ECOM) | 6kW Steam Bath Generator with iTempo AutoFlush Square Package in Brushed Nickel | 767931191183 | 00767931191183 | BRUSHED NICKEL | eSeries 6kW Steam Bath Generator at 240V with iTempo Square Control Brushed Nickel with matching AromaSteam SteamHead, and AutoFlush. For generator models MS90E to MSSUPER6E. | 3825 | 2677.5 | 2019-04-01 | Yes | 38 | 18 | 24 | 24 | 18 x 24 x 24 | 38 | 18 | 24 | 24 | 18 x 24 x 24 | eSeries Generators are crafted from recyclable stainless steel and assembled with meticulous attention to detail. Designed, engineered and assembled in Long Island City, NY to the most exacting standards, our generators are clean, green, virtually silent, and ultra-efficient. | Free from defects in materials and craftsmanship for its lifetime. MrSteam will repair or replace (at its option) a Generator which fails to conform to this warranty | Installs in areas such as a cabinet, closet, under a sealed bench or in an insulated attic | Exclusive micro processor operating system is the brains of our intelligent steam generator | Easily install spa therapy accessories or components such as AromaTherapy, ChromaTherapy, Steamlinx, and more | LED indicators to help you troubleshoot any connection and maintenance challenges | Naturally corrosion resistant, 100 percent recyclable stainless steel inside and out | Designed to save water and energy. Uses less than two gallons of water vs 40 gallons for an ordinary bath | 60 minute automatic cutoff, low voltage board, designed for easy access safe service | US and Canadian UL listed, and CE and NOM certified for unsurpassed quality and safety | Reliable, industrial grade, and the industries largest copper heating element heats fast and is easy to remove and service | 6 | 6000 | 240 | 25 | YES | 8 | N/A | 103867; 103990-60; MSTS; STEAMLINX | N/A | N/A | https://cdn.intelligencebank.com/us/share/B3R/KeX0/21y6/original/steam-logo-white.jpg | http://public2.intelligencebank.com/e2c56f829e1e5d82347c365bf31980f6/5541ba8db0c8fb95e3737f5154de1932/150C1ATSQBN.jpg | N/A | N/A | https://vimeo.com/58153234 | https://vimeo.com/58153232 | N/A | https://vimeo.com/66350508 | http://prodrep.mrsteam.com/DocumentResources/d1f0ef4a-aa86-4f9f-b8e4-ceba8ace31f3.pdf | http://prodrep.mrsteam.com/DocumentResources/0468ef5a-0b97-439b-8fad-c2c296d89e6f.pdf | http://prodrep.mrsteam.com/DocumentResources/278f8bd4-e4dd-4dc6-bbf8-9b48e09be4aa.pdf | 1419293 | N/A | UNITED STATES | http://prodrep.mrsteam.com/DocumentResources/7fbb39fd-1c69-485a-8ade-2da95fdf4576.pdf | 72 HOURS | http://prodrep.mrsteam.com/DocumentResources/0e9b7d91-2a0a-478d-9425-797faf20a8e4.pdf | http://prodrep.mrsteam.com/DocumentResources/6446cb4f-5f9a-433c-9c0a-111dab242cb3.pdf | http://prodrep.mrsteam.com/DocumentResources/fb82c221-da8d-4d90-ae1e-66670ba7542f.pdf | NO | Plastic; Metal; Stainless Steel | UL Listed; cUL Listed | YES | N/A | YES | NO | YES | NO | NO | 60 MIN | 120 °F | Wall-Mount or Floor-Mount | NO | 1; EA | NO | NO | NO | NO | PESTICIDE/AEROSOL: NO | CHEMICAL/SOLVENT: NO | Lead: No Mercury: No Silver: No Cadmium: No Chromium: No Barium: No Arsenic: No Selenium: No | PARCEL | 70 | N/A | N/A | RIGHT | 1/2 NPT | 1/2 NPT & 3/8 NPT | 0 PSI | NPT | N/A | ELECTRIC | 101 - 150 CU. FT. | N/A | 0.8 GAL PER 20 MIN CYCLE | NO | N/A | N/A | N/A | N/A | N/A | N/A | N/A | N/A | N/A | N/A | N/A | N/A | N/A | N/A | N/A | N/A | N/A | N/A | N/A | N/A | N/A | N/A | N/A | NO | YES | NO | 2017-06-24 | Mr. Steam Price Book 2017 | N/A
150C1ATSQORB | GENERATOR PACKAGE | iTempo Generator Package | ACTIVE (ECOM) | 6kW Steam Bath Generator with iTempo AutoFlush Square Package in Oil Rubbed Bronze | 767931191206 | 00767931191206 | OIL RUBBED BRONZE | eSeries 6kW Steam Bath Generator at 240V with iTempo Square Control Oil Rubbed Bronze with matching AromaSteam SteamHead, and AutoFlush. For generator models MS90E to MSSUPER6E. | 3825 | 2677.5 | 2019-04-01 | Yes | 38 | 18 | 24 | 24 | 18 x 24 x 24 | 38 | 18 | 24 | 24 | 18 x 24 x 24 | eSeries Generators are crafted from recyclable stainless steel and assembled with meticulous attention to detail. Designed, engineered and assembled in Long Island City, NY to the most exacting standards, our generators are clean, green, virtually silent, and ultra-efficient. | Free from defects in materials and craftsmanship for its lifetime. MrSteam will repair or replace (at its option) a Generator which fails to conform to this warranty | Installs in areas such as a cabinet, closet, under a sealed bench or in an insulated attic | Exclusive micro processor operating system is the brains of our intelligent steam generator | Easily install spa therapy accessories or components such as AromaTherapy, ChromaTherapy, Steamlinx, and more | LED indicators to help you troubleshoot any connection and maintenance challenges | Naturally corrosion resistant, 100 percent recyclable stainless steel inside and out | Designed to save water and energy. Uses less than two gallons of water vs 40 gallons for an ordinary bath | 60 minute automatic cutoff, low voltage board, designed for easy access safe service | US and Canadian UL listed, and CE and NOM certified for unsurpassed quality and safety | Reliable, industrial grade, and the industries largest copper heating element heats fast and is easy to remove and service | 6 | 6000 | 240 | 25 | YES | 8 | N/A | 103867; 103990-60; MSTS; STEAMLINX | N/A | N/A | https://cdn.intelligencebank.com/us/share/B3R/KeX0/21y6/original/steam-logo-white.jpg | http://public2.intelligencebank.com/e2c56f829e1e5d82347c365bf31980f6/cb301c9a29631dd7e3c44b3abc1a3737/150C1ATSQORB.jpg | N/A | N/A | https://vimeo.com/58153234 | https://vimeo.com/58153232 | N/A | https://vimeo.com/66350508 | http://prodrep.mrsteam.com/DocumentResources/d1f0ef4a-aa86-4f9f-b8e4-ceba8ace31f3.pdf | http://prodrep.mrsteam.com/DocumentResources/0468ef5a-0b97-439b-8fad-c2c296d89e6f.pdf | http://prodrep.mrsteam.com/DocumentResources/278f8bd4-e4dd-4dc6-bbf8-9b48e09be4aa.pdf | 1419293 | N/A | UNITED STATES | http://prodrep.mrsteam.com/DocumentResources/7fbb39fd-1c69-485a-8ade-2da95fdf4576.pdf | 72 HOURS | http://prodrep.mrsteam.com/DocumentResources/0e9b7d91-2a0a-478d-9425-797faf20a8e4.pdf | http://prodrep.mrsteam.com/DocumentResources/6446cb4f-5f9a-433c-9c0a-111dab242cb3.pdf | http://prodrep.mrsteam.com/DocumentResources/fb82c221-da8d-4d90-ae1e-66670ba7542f.pdf | NO | Plastic; Metal; Stainless Steel | UL Listed; cUL Listed | YES | N/A | YES | NO | YES | NO | NO | 60 MIN | 120 °F | Wall-Mount or Floor-Mount | NO | 1; EA | NO | NO | NO | NO | PESTICIDE/AEROSOL: NO | CHEMICAL/SOLVENT: NO | Lead: No Mercury: No Silver: No Cadmium: No Chromium: No Barium: No Arsenic: No Selenium: No | PARCEL | 70 | N/A | N/A | RIGHT | 1/2 NPT | 1/2 NPT & 3/8 NPT | 0 PSI | NPT | N/A | ELECTRIC | 101 - 150 CU. FT. | N/A | 0.8 GAL PER 20 MIN CYCLE | NO | N/A | N/A | N/A | N/A | N/A | N/A | N/A | N/A | N/A | N/A | N/A | N/A | N/A | N/A | N/A | N/A | N/A | N/A | N/A | N/A | N/A | N/A | N/A | NO | YES | NO | 2017-06-24 | Mr. Steam Price Book 2017 | N/A
150C1ATSQPC | GENERATOR PACKAGE | iTempo Generator Package | ACTIVE (ECOM) | 6kW Steam Bath Generator with iTempo AutoFlush Square Package in Polished Chrome | 767931191176 | 00767931191176 | POLISHED CHROME | eSeries 6kW Steam Bath Generator at 240V with iTempo Square Control Polished Chrome with matching AromaSteam SteamHead, and AutoFlush. For generator models MS90E to MSSUPER6E. | 3725 | 2607.5 | 2019-04-01 | Yes | 38 | 18 | 24 | 24 | 18 x 24 x 24 | 38 | 18 | 24 | 24 | 18 x 24 x 24 | eSeries Generators are crafted from recyclable stainless steel and assembled with meticulous attention to detail. Designed, engineered and assembled in Long Island City, NY to the most exacting standards, our generators are clean, green, virtually silent, and ultra-efficient. | Free from defects in materials and craftsmanship for its lifetime. MrSteam will repair or replace (at its option) a Generator which fails to conform to this warranty | Installs in areas such as a cabinet, closet, under a sealed bench or in an insulated attic | Exclusive micro processor operating system is the brains of our intelligent steam generator | Easily install spa therapy accessories or components such as AromaTherapy, ChromaTherapy, Steamlinx, and more | LED indicators to help you troubleshoot any connection and maintenance challenges | Naturally corrosion resistant, 100 percent recyclable stainless steel inside and out | Designed to save water and energy. Uses less than two gallons of water vs 40 gallons for an ordinary bath | 60 minute automatic cutoff, low voltage board, designed for easy access safe service | US and Canadian UL listed, and CE and NOM certified for unsurpassed quality and safety | Reliable, industrial grade, and the industries largest copper heating element heats fast and is easy to remove and service | 6 | 6000 | 240 | 25 | YES | 8 | N/A | 103867; 103990-60; MSTS; STEAMLINX | N/A | N/A | https://cdn.intelligencebank.com/us/share/B3R/KeX0/21y6/original/steam-logo-white.jpg | http://public2.intelligencebank.com/e2c56f829e1e5d82347c365bf31980f6/932c3bddf6d6d023a4987e6d16d1a25a/150C1ATSQPC.jpg | N/A | N/A | https://vimeo.com/58153234 | https://vimeo.com/58153232 | N/A | https://vimeo.com/66350508 | http://prodrep.mrsteam.com/DocumentResources/d1f0ef4a-aa86-4f9f-b8e4-ceba8ace31f3.pdf | http://prodrep.mrsteam.com/DocumentResources/0468ef5a-0b97-439b-8fad-c2c296d89e6f.pdf | http://prodrep.mrsteam.com/DocumentResources/278f8bd4-e4dd-4dc6-bbf8-9b48e09be4aa.pdf | 1419293 | N/A | UNITED STATES | http://prodrep.mrsteam.com/DocumentResources/7fbb39fd-1c69-485a-8ade-2da95fdf4576.pdf | 72 HOURS | http://prodrep.mrsteam.com/DocumentResources/0e9b7d91-2a0a-478d-9425-797faf20a8e4.pdf | http://prodrep.mrsteam.com/DocumentResources/6446cb4f-5f9a-433c-9c0a-111dab242cb3.pdf | http://prodrep.mrsteam.com/DocumentResources/fb82c221-da8d-4d90-ae1e-66670ba7542f.pdf | NO | Plastic; Metal; Stainless Steel | UL Listed; cUL Listed | YES | N/A | YES | NO | YES | NO | NO | 60 MIN | 120 °F | Wall-Mount or Floor-Mount | NO | 1; EA | NO | NO | NO | NO | PESTICIDE/AEROSOL: NO | CHEMICAL/SOLVENT: NO | Lead: No Mercury: No Silver: No Cadmium: No Chromium: No Barium: No Arsenic: No Selenium: No | PARCEL | 70 | N/A | N/A | RIGHT | 1/2 NPT | 1/2 NPT & 3/8 NPT | 0 PSI | NPT | N/A | ELECTRIC | 101 - 150 CU. FT. | N/A | 0.8 GAL PER 20 MIN CYCLE | NO | N/A | N/A | N/A | N/A | N/A | N/A | N/A | N/A | N/A | N/A | N/A | N/A | N/A | N/A | N/A | N/A | N/A | N/A | N/A | N/A | N/A | N/A | N/A | NO | YES | NO | 2017-06-24 | Mr. Steam Price Book 2017 | N/A
150C1ATSQPN | GENERATOR PACKAGE | iTempo Generator Package | ACTIVE (ECOM) | 6kW Steam Bath Generator with iTempo AutoFlush Square Package in Polished Nickel | 767931191190 | 00767931191190 | POLISHED NICKEL | eSeries 6kW Steam Bath Generator at 240V with iTempo Square Control Polished Nickel with matching AromaSteam SteamHead, and AutoFlush. For generator models MS90E to MSSUPER6E. | 3825 | 2677.5 | 2019-04-01 | Yes | 38 | 18 | 24 | 24 | 18 x 24 x 24 | 38 | 18 | 24 | 24 | 18 x 24 x 24 | eSeries Generators are crafted from recyclable stainless steel and assembled with meticulous attention to detail. Designed, engineered and assembled in Long Island City, NY to the most exacting standards, our generators are clean, green, virtually silent, and ultra-efficient. | Free from defects in materials and craftsmanship for its lifetime. MrSteam will repair or replace (at its option) a Generator which fails to conform to this warranty | Installs in areas such as a cabinet, closet, under a sealed bench or in an insulated attic | Exclusive micro processor operating system is the brains of our intelligent steam generator | Easily install spa therapy accessories or components such as AromaTherapy, ChromaTherapy, Steamlinx, and more | LED indicators to help you troubleshoot any connection and maintenance challenges | Naturally corrosion resistant, 100 percent recyclable stainless steel inside and out | Designed to save water and energy. Uses less than two gallons of water vs 40 gallons for an ordinary bath | 60 minute automatic cutoff, low voltage board, designed for easy access safe service | US and Canadian UL listed, and CE and NOM certified for unsurpassed quality and safety | Reliable, industrial grade, and the industries largest copper heating element heats fast and is easy to remove and service | 6 | 6000 | 240 | 25 | YES | 8 | N/A | 103867; 103990-60; MSTS; STEAMLINX | N/A | N/A | https://cdn.intelligencebank.com/us/share/B3R/KeX0/21y6/original/steam-logo-white.jpg | http://public2.intelligencebank.com/e2c56f829e1e5d82347c365bf31980f6/4c1bbc3b0212cd72ca2cd982e853f6f4/150C1ATSQPN.jpg | N/A | N/A | https://vimeo.com/58153234 | https://vimeo.com/58153232 | N/A | https://vimeo.com/66350508 | http://prodrep.mrsteam.com/DocumentResources/d1f0ef4a-aa86-4f9f-b8e4-ceba8ace31f3.pdf | http://prodrep.mrsteam.com/DocumentResources/0468ef5a-0b97-439b-8fad-c2c296d89e6f.pdf | http://prodrep.mrsteam.com/DocumentResources/278f8bd4-e4dd-4dc6-bbf8-9b48e09be4aa.pdf | 1419293 | N/A | UNITED STATES | http://prodrep.mrsteam.com/DocumentResources/7fbb39fd-1c69-485a-8ade-2da95fdf4576.pdf | 72 HOURS | http://prodrep.mrsteam.com/DocumentResources/0e9b7d91-2a0a-478d-9425-797faf20a8e4.pdf | http://prodrep.mrsteam.com/DocumentResources/6446cb4f-5f9a-433c-9c0a-111dab242cb3.pdf | http://prodrep.mrsteam.com/DocumentResources/fb82c221-da8d-4d90-ae1e-66670ba7542f.pdf | NO | Plastic; Metal; Stainless Steel | UL Listed; cUL Listed | YES | N/A | YES | NO | YES | NO | NO | 60 MIN | 120 °F | Wall-Mount or Floor-Mount | NO | 1; EA | NO | NO | NO | NO | PESTICIDE/AEROSOL: NO | CHEMICAL/SOLVENT: NO | Lead: No Mercury: No Silver: No Cadmium: No Chromium: No Barium: No Arsenic: No Selenium: No | PARCEL | 70 | N/A | N/A | RIGHT | 1/2 NPT | 1/2 NPT & 3/8 NPT | 0 PSI | NPT | N/A | ELECTRIC | 101 - 150 CU. FT. | N/A | 0.8 GAL PER 20 MIN CYCLE | NO | N/A | N/A | N/A | N/A | N/A | N/A | N/A | N/A | N/A | N/A | N/A | N/A | N/A | N/A | N/A | N/A | N/A | N/A | N/A | N/A | N/A | N/A | N/A | NO | YES | NO | 2017-06-24 | Mr. Steam Price Book 2017 | N/A
150C1ATSQSB | GENERATOR PACKAGE | iTempo Generator Package | ACTIVE (ECOM) | 6kW Steam Bath Generator with iTempo AutoFlush Square Package in Satin Brass | 767931911484 | 00767931911484 | SATIN BRASS | eSeries 6kW Steam Bath Generator at 240V with iTempo Square Control in Satin Brass with matching AromaSteam iSteam SteamHead, and AutoFlush. For generator models MS90E to MSSUPER6E. | 3825 | 2677.5 | 2019-04-01 | Yes | 38 | 18 | 24 | 24 | 18 x 24 x 24 | 38 | 18 | 24 | 24 | 18 x 24 x 24 | eSeries Generators are crafted from recyclable stainless steel and assembled with meticulous attention to detail. Designed, engineered and assembled in Long Island City, NY to the most exacting standards, our generators are clean, green, virtually silent, and ultra-efficient. | Free from defects in materials and craftsmanship for its lifetime. MrSteam will repair or replace (at its option) a Generator which fails to conform to this warranty | Installs in areas such as a cabinet, closet, under a sealed bench or in an insulated attic | Exclusive micro processor operating system is the brains of our intelligent steam generator | Easily install spa therapy accessories or components such as AromaTherapy, ChromaTherapy, Steamlinx, and more | LED indicators to help you troubleshoot any connection and maintenance challenges | Naturally corrosion resistant, 100 percent recyclable stainless steel inside and out | Designed to save water and energy. Uses less than two gallons of water vs 40 gallons for an ordinary bath | 60 minute automatic cutoff, low voltage board, designed for easy access safe service | US and Canadian UL listed, and CE and NOM certified for unsurpassed quality and safety | Reliable, industrial grade, and the industries largest copper heating element heats fast and is easy to remove and service | 6 | 6000 | 240 | 25 | YES | 8 | N/A | 103867; 103990-60; MSTS; STEAMLINX | N/A | N/A | https://cdn.intelligencebank.com/us/share/B3R/KeX0/21y6/original/steam-logo-white.jpg |  | N/A | N/A | https://vimeo.com/58153234 | https://vimeo.com/58153232 | N/A | https://vimeo.com/66350508 | http://prodrep.mrsteam.com/DocumentResources/d1f0ef4a-aa86-4f9f-b8e4-ceba8ace31f3.pdf | http://prodrep.mrsteam.com/DocumentResources/0468ef5a-0b97-439b-8fad-c2c296d89e6f.pdf | http://prodrep.mrsteam.com/DocumentResources/278f8bd4-e4dd-4dc6-bbf8-9b48e09be4aa.pdf | 1419293 | N/A | UNITED STATES | http://prodrep.mrsteam.com/DocumentResources/7fbb39fd-1c69-485a-8ade-2da95fdf4576.pdf | 72 HOURS | http://prodrep.mrsteam.com/DocumentResources/0e9b7d91-2a0a-478d-9425-797faf20a8e4.pdf | http://prodrep.mrsteam.com/DocumentResources/6446cb4f-5f9a-433c-9c0a-111dab242cb3.pdf | http://prodrep.mrsteam.com/DocumentResources/fb82c221-da8d-4d90-ae1e-66670ba7542f.pdf | NO | Plastic; Metal; Stainless Steel | UL Listed; cUL Listed | YES | N/A | YES | NO | YES | NO | NO | 60 MIN | 120 °F | Wall-Mount or Floor-Mount | NO | 1; EA | NO | NO | NO | NO | PESTICIDE/AEROSOL: NO | CHEMICAL/SOLVENT: NO | Lead: No Mercury: No Silver: No Cadmium: No Chromium: No Barium: No Arsenic: No Selenium: No | PARCEL | 70 | N/A | N/A | RIGHT | 1/2 NPT | 1/2 NPT & 3/8 NPT | 0 PSI | NPT | N/A | ELECTRIC | 101 - 150 CU. FT. | N/A | 0.8 GAL PER 20 MIN CYCLE | NO | N/A | N/A | N/A | N/A | N/A | N/A | N/A | N/A | N/A | N/A | N/A | N/A | N/A | N/A | N/A | N/A | N/A | N/A | N/A | N/A | N/A | N/A | N/A | NO | YES | NO | 2017-06-24 | Mr. Steam Price Book 2017 | N/A
225C1AI3BK | GENERATOR PACKAGE | iSteam Generator Package | ACTIVE (ECOM) | 7.5kW Steam Bath Generator with iSteam3 AutoFlush Package in Black | 767931911224 | 00767931911224 | BLACK | eSeries 7.5kW Steam Bath Generator at 240V with iSteam® 3 Touch Screen Control in Black with matching AromaSteam iSteam SteamHead, and AutoFlush. For generator models MS90E to MSSUPER6E. | 4675 | 3272.5 | 2019-04-01 | Yes | 41 | 18 | 24 | 24 | 18 x 24 x 24 | 41 | 18 | 24 | 24 | 18 x 24 x 24 | eSeries Generators are crafted from recyclable stainless steel and assembled with meticulous attention to detail. Designed, engineered and assembled in Long Island City, NY to the most exacting standards, our generators are clean, green, virtually silent, and ultra-efficient. | Free from defects in materials and craftsmanship for its lifetime. MrSteam will repair or replace (at its option) a Generator which fails to conform to this warranty | Installs in areas such as a cabinet, closet, under a sealed bench or in an insulated attic | Exclusive micro processor operating system is the brains of our intelligent steam generator | Easily install spa therapy accessories or components such as AromaTherapy, ChromaTherapy, Steamlinx, and more | LED indicators to help you troubleshoot any connection and maintenance challenges | Naturally corrosion resistant, 100 percent recyclable stainless steel inside and out | Designed to save water and energy. Uses less than two gallons of water vs 40 gallons for an ordinary bath | 60 minute automatic cutoff, low voltage board, designed for easy access safe service | US and Canadian UL listed, and CE and NOM certified for unsurpassed quality and safety | Reliable, industrial grade, and the industries largest copper heating element heats fast and is easy to remove and service | 7.5 | 7500 | 240 | 32 | YES | 8 | N/A | 103867; 104117-60; MSTS; STEAMLINX | N/A | N/A | https://cdn.intelligencebank.com/us/share/B3R/KeX0/21y6/original/steam-logo-white.jpg | http://public2.intelligencebank.com/e2c56f829e1e5d82347c365bf31980f6/2d96837f25f9c788575501d1526cefcd/225C1AI3BK.jpg | N/A | N/A | https://vimeo.com/58153234 | https://vimeo.com/58153232 | N/A | https://vimeo.com/81504512 | http://prodrep.mrsteam.com/DocumentResources/d1f0ef4a-aa86-4f9f-b8e4-ceba8ace31f3.pdf | http://prodrep.mrsteam.com/DocumentResources/0468ef5a-0b97-439b-8fad-c2c296d89e6f.pdf | http://prodrep.mrsteam.com/DocumentResources/278f8bd4-e4dd-4dc6-bbf8-9b48e09be4aa.pdf | 1419293 | N/A | UNITED STATES | http://prodrep.mrsteam.com/DocumentResources/7fbb39fd-1c69-485a-8ade-2da95fdf4576.pdf | 72 HOURS | http://prodrep.mrsteam.com/DocumentResources/0e9b7d91-2a0a-478d-9425-797faf20a8e4.pdf | http://prodrep.mrsteam.com/DocumentResources/6446cb4f-5f9a-433c-9c0a-111dab242cb3.pdf | http://prodrep.mrsteam.com/DocumentResources/fb82c221-da8d-4d90-ae1e-66670ba7542f.pdf | NO | Plastic; Metal; Stainless Steel | UL Listed; cUL Listed | YES | N/A | YES | NO | YES | NO | NO | 60 MIN | 120 °F | Wall-Mount or Floor-Mount | NO | 1; EA | NO | NO | NO | NO | PESTICIDE/AEROSOL: NO | CHEMICAL/SOLVENT: NO | Lead: No Mercury: No Silver: No Cadmium: No Chromium: No Barium: No Arsenic: No Selenium: No | PARCEL | 70 | N/A | N/A | RIGHT | 1/2 NPT | 1/2 NPT & 3/8 NPT | 0 PSI | NPT | N/A | ELECTRIC | 151 - 225 CU. FT. | N/A | 1.0 GAL PER 20 MIN CYCLE | NO | N/A | N/A | N/A | N/A | N/A | N/A | N/A | N/A | N/A | N/A | N/A | N/A | N/A | N/A | N/A | N/A | N/A | N/A | N/A | N/A | N/A | N/A | N/A | NO | YES | NO | 2017-06-24 | Mr. Steam Price Book 2017 | N/A
225C1AI3WH | GENERATOR PACKAGE | iSteam Generator Package | ACTIVE (ECOM) | 7.5kW Steam Bath Generator with iSteam3 AutoFlush Package in White | 767931911231 | 00767931911231 | WHITE | eSeries 7.5kW Steam Bath Generator at 240V with iSteam® 3 Touch Screen Control in White with matching AromaSteam iSteam SteamHead, and AutoFlush. For generator models MS90E to MSSUPER6E. | 4675 | 3272.5 | 2019-04-01 | Yes | 41 | 18 | 24 | 24 | 18 x 24 x 24 | 41 | 18 | 24 | 24 | 18 x 24 x 24 | eSeries Generators are crafted from recyclable stainless steel and assembled with meticulous attention to detail. Designed, engineered and assembled in Long Island City, NY to the most exacting standards, our generators are clean, green, virtually silent, and ultra-efficient. | Free from defects in materials and craftsmanship for its lifetime. MrSteam will repair or replace (at its option) a Generator which fails to conform to this warranty | Installs in areas such as a cabinet, closet, under a sealed bench or in an insulated attic | Exclusive micro processor operating system is the brains of our intelligent steam generator | Easily install spa therapy accessories or components such as AromaTherapy, ChromaTherapy, Steamlinx, and more | LED indicators to help you troubleshoot any connection and maintenance challenges | Naturally corrosion resistant, 100 percent recyclable stainless steel inside and out | Designed to save water and energy. Uses less than two gallons of water vs 40 gallons for an ordinary bath | 60 minute automatic cutoff, low voltage board, designed for easy access safe service | US and Canadian UL listed, and CE and NOM certified for unsurpassed quality and safety | Reliable, industrial grade, and the industries largest copper heating element heats fast and is easy to remove and service | 7.5 | 7500 | 240 | 32 | YES | 8 | N/A | 103867; 104117-60; MSTS; STEAMLINX | N/A | N/A | https://cdn.intelligencebank.com/us/share/B3R/KeX0/21y6/original/steam-logo-white.jpg | http://public2.intelligencebank.com/e2c56f829e1e5d82347c365bf31980f6/a4df46145cf15d8fba238dcdd6b46290/225C1AI3WH.jpg | N/A | N/A | https://vimeo.com/58153234 | https://vimeo.com/58153232 | N/A | https://vimeo.com/81504512 | http://prodrep.mrsteam.com/DocumentResources/d1f0ef4a-aa86-4f9f-b8e4-ceba8ace31f3.pdf | http://prodrep.mrsteam.com/DocumentResources/0468ef5a-0b97-439b-8fad-c2c296d89e6f.pdf | http://prodrep.mrsteam.com/DocumentResources/278f8bd4-e4dd-4dc6-bbf8-9b48e09be4aa.pdf | 1419293 | N/A | UNITED STATES | http://prodrep.mrsteam.com/DocumentResources/7fbb39fd-1c69-485a-8ade-2da95fdf4576.pdf | 72 HOURS | http://prodrep.mrsteam.com/DocumentResources/0e9b7d91-2a0a-478d-9425-797faf20a8e4.pdf | http://prodrep.mrsteam.com/DocumentResources/6446cb4f-5f9a-433c-9c0a-111dab242cb3.pdf | http://prodrep.mrsteam.com/DocumentResources/fb82c221-da8d-4d90-ae1e-66670ba7542f.pdf | NO | Plastic; Metal; Stainless Steel | UL Listed; cUL Listed | YES | N/A | YES | NO | YES | NO | NO | 60 MIN | 120 °F | Wall-Mount or Floor-Mount | NO | 1; EA | NO | NO | NO | NO | PESTICIDE/AEROSOL: NO | CHEMICAL/SOLVENT: NO | Lead: No Mercury: No Silver: No Cadmium: No Chromium: No Barium: No Arsenic: No Selenium: No | PARCEL | 70 | N/A | N/A | RIGHT | 1/2 NPT | 1/2 NPT & 3/8 NPT | 0 PSI | NPT | N/A | ELECTRIC | 151 - 225 CU. FT. | N/A | 1.0 GAL PER 20 MIN CYCLE | NO | N/A | N/A | N/A | N/A | N/A | N/A | N/A | N/A | N/A | N/A | N/A | N/A | N/A | N/A | N/A | N/A | N/A | N/A | N/A | N/A | N/A | N/A | N/A | NO | YES | NO | 2017-06-24 | Mr. Steam Price Book 2017 | N/A
225C1ATRDBN | GENERATOR PACKAGE | iTempo Generator Package | ACTIVE (ECOM) | 7.5kW Steam Bath Generator with iTempo AutoFlush Round Package in Brushed Nickel | 767931190827 | 00767931190827 | BRUSHED NICKEL | eSeries 7.5kW Steam Bath Generator at 240V with iTempo Round Control Brushed Nickel with matching AromaSteam SteamHead, and AutoFlush. For generator models MS90E to MSSUPER6E. | 4075 | 2852.5 | 2019-04-01 | Yes | 38 | 18 | 24 | 24 | 18 x 24 x 24 | 38 | 18 | 24 | 24 | 18 x 24 x 24 | eSeries Generators are crafted from recyclable stainless steel and assembled with meticulous attention to detail. Designed, engineered and assembled in Long Island City, NY to the most exacting standards, our generators are clean, green, virtually silent, and ultra-efficient. | Free from defects in materials and craftsmanship for its lifetime. MrSteam will repair or replace (at its option) a Generator which fails to conform to this warranty | Installs in areas such as a cabinet, closet, under a sealed bench or in an insulated attic | Exclusive micro processor operating system is the brains of our intelligent steam generator | Easily install spa therapy accessories or components such as AromaTherapy, ChromaTherapy, Steamlinx, and more | LED indicators to help you troubleshoot any connection and maintenance challenges | Naturally corrosion resistant, 100 percent recyclable stainless steel inside and out | Designed to save water and energy. Uses less than two gallons of water vs 40 gallons for an ordinary bath | 60 minute automatic cutoff, low voltage board, designed for easy access safe service | US and Canadian UL listed, and CE and NOM certified for unsurpassed quality and safety | Reliable, industrial grade, and the industries largest copper heating element heats fast and is easy to remove and service | 7.5 | 7500 | 240 | 32 | YES | 8 | N/A | 103867; 103990-60; MSTS; STEAMLINX | N/A | N/A | https://cdn.intelligencebank.com/us/share/B3R/KeX0/21y6/original/steam-logo-white.jpg | http://public2.intelligencebank.com/e2c56f829e1e5d82347c365bf31980f6/7dd520065e5bb43699a1f5594dfcaf90/225C1ATRDBN.jpg | N/A | N/A | https://vimeo.com/58153234 | https://vimeo.com/58153232 | N/A | https://vimeo.com/66350508 | http://prodrep.mrsteam.com/DocumentResources/d1f0ef4a-aa86-4f9f-b8e4-ceba8ace31f3.pdf | http://prodrep.mrsteam.com/DocumentResources/0468ef5a-0b97-439b-8fad-c2c296d89e6f.pdf | http://prodrep.mrsteam.com/DocumentResources/278f8bd4-e4dd-4dc6-bbf8-9b48e09be4aa.pdf | 1419293 | N/A | UNITED STATES | http://prodrep.mrsteam.com/DocumentResources/7fbb39fd-1c69-485a-8ade-2da95fdf4576.pdf | 72 HOURS | http://prodrep.mrsteam.com/DocumentResources/0e9b7d91-2a0a-478d-9425-797faf20a8e4.pdf | http://prodrep.mrsteam.com/DocumentResources/6446cb4f-5f9a-433c-9c0a-111dab242cb3.pdf | http://prodrep.mrsteam.com/DocumentResources/fb82c221-da8d-4d90-ae1e-66670ba7542f.pdf | NO | Plastic; Metal; Stainless Steel | UL Listed; cUL Listed | YES | N/A | YES | NO | YES | NO | NO | 60 MIN | 120 °F | Wall-Mount or Floor-Mount | NO | 1; EA | NO | NO | NO | NO | PESTICIDE/AEROSOL: NO | CHEMICAL/SOLVENT: NO | Lead: No Mercury: No Silver: No Cadmium: No Chromium: No Barium: No Arsenic: No Selenium: No | PARCEL | 70 | N/A | N/A | RIGHT | 1/2 NPT | 1/2 NPT & 3/8 NPT | 0 PSI | NPT | N/A | ELECTRIC | 151 - 225 CU. FT. | N/A | 1.0 GAL PER 20 MIN CYCLE | NO | N/A | N/A | N/A | N/A | N/A | N/A | N/A | N/A | N/A | N/A | N/A | N/A | N/A | N/A | N/A | N/A | N/A | N/A | N/A | N/A | N/A | N/A | N/A | NO | YES | NO | 2017-06-24 | Mr. Steam Price Book 2017 | N/A
225C1ATRDORB | GENERATOR PACKAGE | iTempo Generator Package | ACTIVE (ECOM) | 7.5kW Steam Bath Generator with iTempo AutoFlush Round Package in Oil Rubbed Bronze | 767931190841 | 00767931190841 | OIL RUBBED BRONZE | eSeries 7.5kW Steam Bath Generator at 240V with iTempo Round Control Oil Rubbed Bronze with matching AromaSteam SteamHead, and AutoFlush. For generator models MS90E to MSSUPER6E. | 4075 | 2852.5 | 2019-04-01 | Yes | 38 | 18 | 24 | 24 | 18 x 24 x 24 | 38 | 18 | 24 | 24 | 18 x 24 x 24 | eSeries Generators are crafted from recyclable stainless steel and assembled with meticulous attention to detail. Designed, engineered and assembled in Long Island City, NY to the most exacting standards, our generators are clean, green, virtually silent, and ultra-efficient. | Free from defects in materials and craftsmanship for its lifetime. MrSteam will repair or replace (at its option) a Generator which fails to conform to this warranty | Installs in areas such as a cabinet, closet, under a sealed bench or in an insulated attic | Exclusive micro processor operating system is the brains of our intelligent steam generator | Easily install spa therapy accessories or components such as AromaTherapy, ChromaTherapy, Steamlinx, and more | LED indicators to help you troubleshoot any connection and maintenance challenges | Naturally corrosion resistant, 100 percent recyclable stainless steel inside and out | Designed to save water and energy. Uses less than two gallons of water vs 40 gallons for an ordinary bath | 60 minute automatic cutoff, low voltage board, designed for easy access safe service | US and Canadian UL listed, and CE and NOM certified for unsurpassed quality and safety | Reliable, industrial grade, and the industries largest copper heating element heats fast and is easy to remove and service | 7.5 | 7500 | 240 | 32 | YES | 8 | N/A | 103867; 103990-60; MSTS; STEAMLINX | N/A | N/A | https://cdn.intelligencebank.com/us/share/B3R/KeX0/21y6/original/steam-logo-white.jpg | http://public2.intelligencebank.com/e2c56f829e1e5d82347c365bf31980f6/795f3c66a19ff5b4ca56e130a7f977f8/225C1ATRDORB.jpg | N/A | N/A | https://vimeo.com/58153234 | https://vimeo.com/58153232 | N/A | https://vimeo.com/66350508 | http://prodrep.mrsteam.com/DocumentResources/d1f0ef4a-aa86-4f9f-b8e4-ceba8ace31f3.pdf | http://prodrep.mrsteam.com/DocumentResources/0468ef5a-0b97-439b-8fad-c2c296d89e6f.pdf | http://prodrep.mrsteam.com/DocumentResources/278f8bd4-e4dd-4dc6-bbf8-9b48e09be4aa.pdf | 1419293 | N/A | UNITED STATES | http://prodrep.mrsteam.com/DocumentResources/7fbb39fd-1c69-485a-8ade-2da95fdf4576.pdf | 72 HOURS | http://prodrep.mrsteam.com/DocumentResources/0e9b7d91-2a0a-478d-9425-797faf20a8e4.pdf | http://prodrep.mrsteam.com/DocumentResources/6446cb4f-5f9a-433c-9c0a-111dab242cb3.pdf | http://prodrep.mrsteam.com/DocumentResources/fb82c221-da8d-4d90-ae1e-66670ba7542f.pdf | NO | Plastic; Metal; Stainless Steel | UL Listed; cUL Listed | YES | N/A | YES | NO | YES | NO | NO | 60 MIN | 120 °F | Wall-Mount or Floor-Mount | NO | 1; EA | NO | NO | NO | NO | PESTICIDE/AEROSOL: NO | CHEMICAL/SOLVENT: NO | Lead: No Mercury: No Silver: No Cadmium: No Chromium: No Barium: No Arsenic: No Selenium: No | PARCEL | 70 | N/A | N/A | RIGHT | 1/2 NPT | 1/2 NPT & 3/8 NPT | 0 PSI | NPT | N/A | ELECTRIC | 151 - 225 CU. FT. | N/A | 1.0 GAL PER 20 MIN CYCLE | NO | N/A | N/A | N/A | N/A | N/A | N/A | N/A | N/A | N/A | N/A | N/A | N/A | N/A | N/A | N/A | N/A | N/A | N/A | N/A | N/A | N/A | N/A | N/A | NO | YES | NO | 2017-06-24 | Mr. Steam Price Book 2017 | N/A
225C1ATRDPC | GENERATOR PACKAGE | iTempo Generator Package | ACTIVE (ECOM) | 7.5kW Steam Bath Generator with iTempo AutoFlush Round Package in Polished Chrome | 767931190810 | 00767931190810 | POLISHED CHROME | eSeries 7.5kW Steam Bath Generator at 240V with iTempo Round Control Polished Chrome with matching AromaSteam SteamHead, and AutoFlush. For generator models MS90E to MSSUPER6E. | 3975 | 2782.5 | 2019-04-01 | Yes | 38 | 18 | 24 | 24 | 18 x 24 x 24 | 38 | 18 | 24 | 24 | 18 x 24 x 24 | eSeries Generators are crafted from recyclable stainless steel and assembled with meticulous attention to detail. Designed, engineered and assembled in Long Island City, NY to the most exacting standards, our generators are clean, green, virtually silent, and ultra-efficient. | Free from defects in materials and craftsmanship for its lifetime. MrSteam will repair or replace (at its option) a Generator which fails to conform to this warranty | Installs in areas such as a cabinet, closet, under a sealed bench or in an insulated attic | Exclusive micro processor operating system is the brains of our intelligent steam generator | Easily install spa therapy accessories or components such as AromaTherapy, ChromaTherapy, Steamlinx, and more | LED indicators to help you troubleshoot any connection and maintenance challenges | Naturally corrosion resistant, 100 percent recyclable stainless steel inside and out | Designed to save water and energy. Uses less than two gallons of water vs 40 gallons for an ordinary bath | 60 minute automatic cutoff, low voltage board, designed for easy access safe service | US and Canadian UL listed, and CE and NOM certified for unsurpassed quality and safety | Reliable, industrial grade, and the industries largest copper heating element heats fast and is easy to remove and service | 7.5 | 7500 | 240 | 32 | YES | 8 | N/A | 103867; 103990-60; MSTS; STEAMLINX | N/A | N/A | https://cdn.intelligencebank.com/us/share/B3R/KeX0/21y6/original/steam-logo-white.jpg | http://public2.intelligencebank.com/e2c56f829e1e5d82347c365bf31980f6/756c812047c91123551513334edded58/225C1ATRDPC.jpg | N/A | N/A | https://vimeo.com/58153234 | https://vimeo.com/58153232 | N/A | https://vimeo.com/66350508 | http://prodrep.mrsteam.com/DocumentResources/d1f0ef4a-aa86-4f9f-b8e4-ceba8ace31f3.pdf | http://prodrep.mrsteam.com/DocumentResources/0468ef5a-0b97-439b-8fad-c2c296d89e6f.pdf | http://prodrep.mrsteam.com/DocumentResources/278f8bd4-e4dd-4dc6-bbf8-9b48e09be4aa.pdf | 1419293 | N/A | UNITED STATES | http://prodrep.mrsteam.com/DocumentResources/7fbb39fd-1c69-485a-8ade-2da95fdf4576.pdf | 72 HOURS | http://prodrep.mrsteam.com/DocumentResources/0e9b7d91-2a0a-478d-9425-797faf20a8e4.pdf | http://prodrep.mrsteam.com/DocumentResources/6446cb4f-5f9a-433c-9c0a-111dab242cb3.pdf | http://prodrep.mrsteam.com/DocumentResources/fb82c221-da8d-4d90-ae1e-66670ba7542f.pdf | NO | Plastic; Metal; Stainless Steel | UL Listed; cUL Listed | YES | N/A | YES | NO | YES | NO | NO | 60 MIN | 120 °F | Wall-Mount or Floor-Mount | NO | 1; EA | NO | NO | NO | NO | PESTICIDE/AEROSOL: NO | CHEMICAL/SOLVENT: NO | Lead: No Mercury: No Silver: No Cadmium: No Chromium: No Barium: No Arsenic: No Selenium: No | PARCEL | 70 | N/A | N/A | RIGHT | 1/2 NPT | 1/2 NPT & 3/8 NPT | 0 PSI | NPT | N/A | ELECTRIC | 151 - 225 CU. FT. | N/A | 1.0 GAL PER 20 MIN CYCLE | NO | N/A | N/A | N/A | N/A | N/A | N/A | N/A | N/A | N/A | N/A | N/A | N/A | N/A | N/A | N/A | N/A | N/A | N/A | N/A | N/A | N/A | N/A | N/A | NO | YES | NO | 2017-06-24 | Mr. Steam Price Book 2017 | N/A
225C1ATRDPN | GENERATOR PACKAGE | iTempo Generator Package | ACTIVE (ECOM) | 7.5kW Steam Bath Generator with iTempo AutoFlush Round Package in Polished Nickel | 767931190834 | 00767931190834 | POLISHED NICKEL | eSeries 7.5kW Steam Bath Generator at 240V with iTempo Round Control Polished Nickel with matching AromaSteam SteamHead, and AutoFlush. For generator models MS90E to MSSUPER6E. | 4075 | 2852.5 | 2019-04-01 | Yes | 38 | 18 | 24 | 24 | 18 x 24 x 24 | 38 | 18 | 24 | 24 | 18 x 24 x 24 | eSeries Generators are crafted from recyclable stainless steel and assembled with meticulous attention to detail. Designed, engineered and assembled in Long Island City, NY to the most exacting standards, our generators are clean, green, virtually silent, and ultra-efficient. | Free from defects in materials and craftsmanship for its lifetime. MrSteam will repair or replace (at its option) a Generator which fails to conform to this warranty | Installs in areas such as a cabinet, closet, under a sealed bench or in an insulated attic | Exclusive micro processor operating system is the brains of our intelligent steam generator | Easily install spa therapy accessories or components such as AromaTherapy, ChromaTherapy, Steamlinx, and more | LED indicators to help you troubleshoot any connection and maintenance challenges | Naturally corrosion resistant, 100 percent recyclable stainless steel inside and out | Designed to save water and energy. Uses less than two gallons of water vs 40 gallons for an ordinary bath | 60 minute automatic cutoff, low voltage board, designed for easy access safe service | US and Canadian UL listed, and CE and NOM certified for unsurpassed quality and safety | Reliable, industrial grade, and the industries largest copper heating element heats fast and is easy to remove and service | 7.5 | 7500 | 240 | 32 | YES | 8 | N/A | 103867; 103990-60; MSTS; STEAMLINX | N/A | N/A | https://cdn.intelligencebank.com/us/share/B3R/KeX0/21y6/original/steam-logo-white.jpg | http://public2.intelligencebank.com/e2c56f829e1e5d82347c365bf31980f6/71ebfa680cd96cc7ef0bd2d468f87003/225C1ATRDPN.jpg | N/A | N/A | https://vimeo.com/58153234 | https://vimeo.com/58153232 | N/A | https://vimeo.com/66350508 | http://prodrep.mrsteam.com/DocumentResources/d1f0ef4a-aa86-4f9f-b8e4-ceba8ace31f3.pdf | http://prodrep.mrsteam.com/DocumentResources/0468ef5a-0b97-439b-8fad-c2c296d89e6f.pdf | http://prodrep.mrsteam.com/DocumentResources/278f8bd4-e4dd-4dc6-bbf8-9b48e09be4aa.pdf | 1419293 | N/A | UNITED STATES | http://prodrep.mrsteam.com/DocumentResources/7fbb39fd-1c69-485a-8ade-2da95fdf4576.pdf | 72 HOURS | http://prodrep.mrsteam.com/DocumentResources/0e9b7d91-2a0a-478d-9425-797faf20a8e4.pdf | http://prodrep.mrsteam.com/DocumentResources/6446cb4f-5f9a-433c-9c0a-111dab242cb3.pdf | http://prodrep.mrsteam.com/DocumentResources/fb82c221-da8d-4d90-ae1e-66670ba7542f.pdf | NO | Plastic; Metal; Stainless Steel | UL Listed; cUL Listed | YES | N/A | YES | NO | YES | NO | NO | 60 MIN | 120 °F | Wall-Mount or Floor-Mount | NO | 1; EA | NO | NO | NO | NO | PESTICIDE/AEROSOL: NO | CHEMICAL/SOLVENT: NO | Lead: No Mercury: No Silver: No Cadmium: No Chromium: No Barium: No Arsenic: No Selenium: No | PARCEL | 70 | N/A | N/A | RIGHT | 1/2 NPT | 1/2 NPT & 3/8 NPT | 0 PSI | NPT | N/A | ELECTRIC | 151 - 225 CU. FT. | N/A | 1.0 GAL PER 20 MIN CYCLE | NO | N/A | N/A | N/A | N/A | N/A | N/A | N/A | N/A | N/A | N/A | N/A | N/A | N/A | N/A | N/A | N/A | N/A | N/A | N/A | N/A | N/A | N/A | N/A | NO | YES | NO | 2017-06-24 | Mr. Steam Price Book 2017 | N/A
225C1ATSQBN | GENERATOR PACKAGE | iTempo Generator Package | ACTIVE (ECOM) | 7.5kW Steam Bath Generator with iTempo AutoFlush Square Package in Brushed Nickel | 767931191220 | 00767931191220 | BRUSHED NICKEL | eSeries 7.5kW Steam Bath Generator at 240V with iTempo Square Control Brushed Nickel with matching AromaSteam SteamHead, and AutoFlush. For generator models MS90E to MSSUPER6E. | 4075 | 2852.5 | 2019-04-01 | Yes | 38 | 18 | 24 | 24 | 18 x 24 x 24 | 38 | 18 | 24 | 24 | 18 x 24 x 24 | eSeries Generators are crafted from recyclable stainless steel and assembled with meticulous attention to detail. Designed, engineered and assembled in Long Island City, NY to the most exacting standards, our generators are clean, green, virtually silent, and ultra-efficient. | Free from defects in materials and craftsmanship for its lifetime. MrSteam will repair or replace (at its option) a Generator which fails to conform to this warranty | Installs in areas such as a cabinet, closet, under a sealed bench or in an insulated attic | Exclusive micro processor operating system is the brains of our intelligent steam generator | Easily install spa therapy accessories or components such as AromaTherapy, ChromaTherapy, Steamlinx, and more | LED indicators to help you troubleshoot any connection and maintenance challenges | Naturally corrosion resistant, 100 percent recyclable stainless steel inside and out | Designed to save water and energy. Uses less than two gallons of water vs 40 gallons for an ordinary bath | 60 minute automatic cutoff, low voltage board, designed for easy access safe service | US and Canadian UL listed, and CE and NOM certified for unsurpassed quality and safety | Reliable, industrial grade, and the industries largest copper heating element heats fast and is easy to remove and service | 7.5 | 7500 | 240 | 32 | YES | 8 | N/A | 103867; 103990-60; MSTS; STEAMLINX | N/A | N/A | https://cdn.intelligencebank.com/us/share/B3R/KeX0/21y6/original/steam-logo-white.jpg | http://public2.intelligencebank.com/e2c56f829e1e5d82347c365bf31980f6/632e0a3e0e7588beb7e33721e1a1c454/225C1ATSQBN.jpg | N/A | N/A | https://vimeo.com/58153234 | https://vimeo.com/58153232 | N/A | https://vimeo.com/66350508 | http://prodrep.mrsteam.com/DocumentResources/d1f0ef4a-aa86-4f9f-b8e4-ceba8ace31f3.pdf | http://prodrep.mrsteam.com/DocumentResources/0468ef5a-0b97-439b-8fad-c2c296d89e6f.pdf | http://prodrep.mrsteam.com/DocumentResources/278f8bd4-e4dd-4dc6-bbf8-9b48e09be4aa.pdf | 1419293 | N/A | UNITED STATES | http://prodrep.mrsteam.com/DocumentResources/7fbb39fd-1c69-485a-8ade-2da95fdf4576.pdf | 72 HOURS | http://prodrep.mrsteam.com/DocumentResources/0e9b7d91-2a0a-478d-9425-797faf20a8e4.pdf | http://prodrep.mrsteam.com/DocumentResources/6446cb4f-5f9a-433c-9c0a-111dab242cb3.pdf | http://prodrep.mrsteam.com/DocumentResources/fb82c221-da8d-4d90-ae1e-66670ba7542f.pdf | NO | Plastic; Metal; Stainless Steel | UL Listed; cUL Listed | YES | N/A | YES | NO | YES | NO | NO | 60 MIN | 120 °F | Wall-Mount or Floor-Mount | NO | 1; EA | NO | NO | NO | NO | PESTICIDE/AEROSOL: NO | CHEMICAL/SOLVENT: NO | Lead: No Mercury: No Silver: No Cadmium: No Chromium: No Barium: No Arsenic: No Selenium: No | PARCEL | 70 | N/A | N/A | RIGHT | 1/2 NPT | 1/2 NPT & 3/8 NPT | 0 PSI | NPT | N/A | ELECTRIC | 151 - 225 CU. FT. | N/A | 1.0 GAL PER 20 MIN CYCLE | NO | N/A | N/A | N/A | N/A | N/A | N/A | N/A | N/A | N/A | N/A | N/A | N/A | N/A | N/A | N/A | N/A | N/A | N/A | N/A | N/A | N/A | N/A | N/A | NO | YES | NO | 2017-06-24 | Mr. Steam Price Book 2017 | N/A
225C1ATSQORB | GENERATOR PACKAGE | iTempo Generator Package | ACTIVE (ECOM) | 7.5kW Steam Bath Generator with iTempo AutoFlush Square Package in Oil Rubbed Bronze | 767931191244 | 00767931191244 | OIL RUBBED BRONZE | eSeries 7.5kW Steam Bath Generator at 240V with iTempo Square Control Oil Rubbed Bronze with matching AromaSteam SteamHead, and AutoFlush. For generator models MS90E to MSSUPER6E. | 4075 | 2852.5 | 2019-04-01 | Yes | 38 | 18 | 24 | 24 | 18 x 24 x 24 | 38 | 18 | 24 | 24 | 18 x 24 x 24 | eSeries Generators are crafted from recyclable stainless steel and assembled with meticulous attention to detail. Designed, engineered and assembled in Long Island City, NY to the most exacting standards, our generators are clean, green, virtually silent, and ultra-efficient. | Free from defects in materials and craftsmanship for its lifetime. MrSteam will repair or replace (at its option) a Generator which fails to conform to this warranty | Installs in areas such as a cabinet, closet, under a sealed bench or in an insulated attic | Exclusive micro processor operating system is the brains of our intelligent steam generator | Easily install spa therapy accessories or components such as AromaTherapy, ChromaTherapy, Steamlinx, and more | LED indicators to help you troubleshoot any connection and maintenance challenges | Naturally corrosion resistant, 100 percent recyclable stainless steel inside and out | Designed to save water and energy. Uses less than two gallons of water vs 40 gallons for an ordinary bath | 60 minute automatic cutoff, low voltage board, designed for easy access safe service | US and Canadian UL listed, and CE and NOM certified for unsurpassed quality and safety | Reliable, industrial grade, and the industries largest copper heating element heats fast and is easy to remove and service | 7.5 | 7500 | 240 | 32 | YES | 8 | N/A | 103867; 103990-60; MSTS; STEAMLINX | N/A | N/A | https://cdn.intelligencebank.com/us/share/B3R/KeX0/21y6/original/steam-logo-white.jpg | http://public2.intelligencebank.com/e2c56f829e1e5d82347c365bf31980f6/739175ff583cc7e44c46854c7d20d6ec/225C1ATSQORB.jpg | N/A | N/A | https://vimeo.com/58153234 | https://vimeo.com/58153232 | N/A | https://vimeo.com/66350508 | http://prodrep.mrsteam.com/DocumentResources/d1f0ef4a-aa86-4f9f-b8e4-ceba8ace31f3.pdf | http://prodrep.mrsteam.com/DocumentResources/0468ef5a-0b97-439b-8fad-c2c296d89e6f.pdf | http://prodrep.mrsteam.com/DocumentResources/278f8bd4-e4dd-4dc6-bbf8-9b48e09be4aa.pdf | 1419293 | N/A | UNITED STATES | http://prodrep.mrsteam.com/DocumentResources/7fbb39fd-1c69-485a-8ade-2da95fdf4576.pdf | 72 HOURS | http://prodrep.mrsteam.com/DocumentResources/0e9b7d91-2a0a-478d-9425-797faf20a8e4.pdf | http://prodrep.mrsteam.com/DocumentResources/6446cb4f-5f9a-433c-9c0a-111dab242cb3.pdf | http://prodrep.mrsteam.com/DocumentResources/fb82c221-da8d-4d90-ae1e-66670ba7542f.pdf | NO | Plastic; Metal; Stainless Steel | UL Listed; cUL Listed | YES | N/A | YES | NO | YES | NO | NO | 60 MIN | 120 °F | Wall-Mount or Floor-Mount | NO | 1; EA | NO | NO | NO | NO | PESTICIDE/AEROSOL: NO | CHEMICAL/SOLVENT: NO | Lead: No Mercury: No Silver: No Cadmium: No Chromium: No Barium: No Arsenic: No Selenium: No | PARCEL | 70 | N/A | N/A | RIGHT | 1/2 NPT | 1/2 NPT & 3/8 NPT | 0 PSI | NPT | N/A | ELECTRIC | 151 - 225 CU. FT. | N/A | 1.0 GAL PER 20 MIN CYCLE | NO | N/A | N/A | N/A | N/A | N/A | N/A | N/A | N/A | N/A | N/A | N/A | N/A | N/A | N/A | N/A | N/A | N/A | N/A | N/A | N/A | N/A | N/A | N/A | NO | YES | NO | 2017-06-24 | Mr. Steam Price Book 2017 | N/A
225C1ATSQPC | GENERATOR PACKAGE | iTempo Generator Package | ACTIVE (ECOM) | 7.5kW Steam Bath Generator with iTempo AutoFlush Square Package in Polished Chrome | 767931191213 | 00767931191213 | POLISHED CHROME | eSeries 7.5kW Steam Bath Generator at 240V with iTempo Square Control Polished Chrome with matching AromaSteam SteamHead, and AutoFlush. For generator models MS90E to MSSUPER6E. | 3975 | 2782.5 | 2019-04-01 | Yes | 38 | 18 | 24 | 24 | 18 x 24 x 24 | 38 | 18 | 24 | 24 | 18 x 24 x 24 | eSeries Generators are crafted from recyclable stainless steel and assembled with meticulous attention to detail. Designed, engineered and assembled in Long Island City, NY to the most exacting standards, our generators are clean, green, virtually silent, and ultra-efficient. | Free from defects in materials and craftsmanship for its lifetime. MrSteam will repair or replace (at its option) a Generator which fails to conform to this warranty | Installs in areas such as a cabinet, closet, under a sealed bench or in an insulated attic | Exclusive micro processor operating system is the brains of our intelligent steam generator | Easily install spa therapy accessories or components such as AromaTherapy, ChromaTherapy, Steamlinx, and more | LED indicators to help you troubleshoot any connection and maintenance challenges | Naturally corrosion resistant, 100 percent recyclable stainless steel inside and out | Designed to save water and energy. Uses less than two gallons of water vs 40 gallons for an ordinary bath | 60 minute automatic cutoff, low voltage board, designed for easy access safe service | US and Canadian UL listed, and CE and NOM certified for unsurpassed quality and safety | Reliable, industrial grade, and the industries largest copper heating element heats fast and is easy to remove and service | 7.5 | 7500 | 240 | 32 | YES | 8 | N/A | 103867; 103990-60; MSTS; STEAMLINX | N/A | N/A | https://cdn.intelligencebank.com/us/share/B3R/KeX0/21y6/original/steam-logo-white.jpg | http://public2.intelligencebank.com/e2c56f829e1e5d82347c365bf31980f6/3dcf1d9e0b80fdc3b4c57b9f8b90b6f3/225C1ATSQPC.jpg | N/A | N/A | https://vimeo.com/58153234 | https://vimeo.com/58153232 | N/A | https://vimeo.com/66350508 | http://prodrep.mrsteam.com/DocumentResources/d1f0ef4a-aa86-4f9f-b8e4-ceba8ace31f3.pdf | http://prodrep.mrsteam.com/DocumentResources/0468ef5a-0b97-439b-8fad-c2c296d89e6f.pdf | http://prodrep.mrsteam.com/DocumentResources/278f8bd4-e4dd-4dc6-bbf8-9b48e09be4aa.pdf | 1419293 | N/A | UNITED STATES | http://prodrep.mrsteam.com/DocumentResources/7fbb39fd-1c69-485a-8ade-2da95fdf4576.pdf | 72 HOURS | http://prodrep.mrsteam.com/DocumentResources/0e9b7d91-2a0a-478d-9425-797faf20a8e4.pdf | http://prodrep.mrsteam.com/DocumentResources/6446cb4f-5f9a-433c-9c0a-111dab242cb3.pdf | http://prodrep.mrsteam.com/DocumentResources/fb82c221-da8d-4d90-ae1e-66670ba7542f.pdf | NO | Plastic; Metal; Stainless Steel | UL Listed; cUL Listed | YES | N/A | YES | NO | YES | NO | NO | 60 MIN | 120 °F | Wall-Mount or Floor-Mount | NO | 1; EA | NO | NO | NO | NO | PESTICIDE/AEROSOL: NO | CHEMICAL/SOLVENT: NO | Lead: No Mercury: No Silver: No Cadmium: No Chromium: No Barium: No Arsenic: No Selenium: No | PARCEL | 70 | N/A | N/A | RIGHT | 1/2 NPT | 1/2 NPT & 3/8 NPT | 0 PSI | NPT | N/A | ELECTRIC | 151 - 225 CU. FT. | N/A | 1.0 GAL PER 20 MIN CYCLE | NO | N/A | N/A | N/A | N/A | N/A | N/A | N/A | N/A | N/A | N/A | N/A | N/A | N/A | N/A | N/A | N/A | N/A | N/A | N/A | N/A | N/A | N/A | N/A | NO | YES | NO | 2017-06-24 | Mr. Steam Price Book 2017 | N/A
225C1ATSQPN | GENERATOR PACKAGE | iTempo Generator Package | ACTIVE (ECOM) | 7.5kW Steam Bath Generator with iTempo AutoFlush Square Package in Polished Nickel | 767931191237 | 00767931191237 | POLISHED NICKEL | eSeries 7.5kW Steam Bath Generator at 240V with iTempo Square Control Polished Nickel with matching AromaSteam SteamHead, and AutoFlush. For generator models MS90E to MSSUPER6E. | 4075 | 2852.5 | 2019-04-01 | Yes | 38 | 18 | 24 | 24 | 18 x 24 x 24 | 38 | 18 | 24 | 24 | 18 x 24 x 24 | eSeries Generators are crafted from recyclable stainless steel and assembled with meticulous attention to detail. Designed, engineered and assembled in Long Island City, NY to the most exacting standards, our generators are clean, green, virtually silent, and ultra-efficient. | Free from defects in materials and craftsmanship for its lifetime. MrSteam will repair or replace (at its option) a Generator which fails to conform to this warranty | Installs in areas such as a cabinet, closet, under a sealed bench or in an insulated attic | Exclusive micro processor operating system is the brains of our intelligent steam generator | Easily install spa therapy accessories or components such as AromaTherapy, ChromaTherapy, Steamlinx, and more | LED indicators to help you troubleshoot any connection and maintenance challenges | Naturally corrosion resistant, 100 percent recyclable stainless steel inside and out | Designed to save water and energy. Uses less than two gallons of water vs 40 gallons for an ordinary bath | 60 minute automatic cutoff, low voltage board, designed for easy access safe service | US and Canadian UL listed, and CE and NOM certified for unsurpassed quality and safety | Reliable, industrial grade, and the industries largest copper heating element heats fast and is easy to remove and service | 7.5 | 7500 | 240 | 32 | YES | 8 | N/A | 103867; 103990-60; MSTS; STEAMLINX | N/A | N/A | https://cdn.intelligencebank.com/us/share/B3R/KeX0/21y6/original/steam-logo-white.jpg | http://public2.intelligencebank.com/e2c56f829e1e5d82347c365bf31980f6/7660112ed2a5f8b34c2710ae25d4c37e/225C1ATSQPN.jpg | N/A | N/A | https://vimeo.com/58153234 | https://vimeo.com/58153232 | N/A | https://vimeo.com/66350508 | http://prodrep.mrsteam.com/DocumentResources/d1f0ef4a-aa86-4f9f-b8e4-ceba8ace31f3.pdf | http://prodrep.mrsteam.com/DocumentResources/0468ef5a-0b97-439b-8fad-c2c296d89e6f.pdf | http://prodrep.mrsteam.com/DocumentResources/278f8bd4-e4dd-4dc6-bbf8-9b48e09be4aa.pdf | 1419293 | N/A | UNITED STATES | http://prodrep.mrsteam.com/DocumentResources/7fbb39fd-1c69-485a-8ade-2da95fdf4576.pdf | 72 HOURS | http://prodrep.mrsteam.com/DocumentResources/0e9b7d91-2a0a-478d-9425-797faf20a8e4.pdf | http://prodrep.mrsteam.com/DocumentResources/6446cb4f-5f9a-433c-9c0a-111dab242cb3.pdf | http://prodrep.mrsteam.com/DocumentResources/fb82c221-da8d-4d90-ae1e-66670ba7542f.pdf | NO | Plastic; Metal; Stainless Steel | UL Listed; cUL Listed | YES | N/A | YES | NO | YES | NO | NO | 60 MIN | 120 °F | Wall-Mount or Floor-Mount | NO | 1; EA | NO | NO | NO | NO | PESTICIDE/AEROSOL: NO | CHEMICAL/SOLVENT: NO | Lead: No Mercury: No Silver: No Cadmium: No Chromium: No Barium: No Arsenic: No Selenium: No | PARCEL | 70 | N/A | N/A | RIGHT | 1/2 NPT | 1/2 NPT & 3/8 NPT | 0 PSI | NPT | N/A | ELECTRIC | 151 - 225 CU. FT. | N/A | 1.0 GAL PER 20 MIN CYCLE | NO | N/A | N/A | N/A | N/A | N/A | N/A | N/A | N/A | N/A | N/A | N/A | N/A | N/A | N/A | N/A | N/A | N/A | N/A | N/A | N/A | N/A | N/A | N/A | NO | YES | NO | 2017-06-24 | Mr. Steam Price Book 2017 | N/A
225C1ATSQSB | GENERATOR PACKAGE | iTempo Generator Package | ACTIVE (ECOM) | 7.5kW Steam Bath Generator with iTempo AutoFlush Square Package in Satin Brass | 767931911491 | 00767931911491 | SATIN BRASS | eSeries 7.5kW Steam Bath Generator at 240V with iTempo Square Control in Satin Brass with matching AromaSteam iSteam SteamHead, and AutoFlush. For generator models MS90E to MSSUPER6E. | 4075 | 2852.5 | 2019-04-01 | Yes | 38 | 18 | 24 | 24 | 18 x 24 x 24 | 38 | 18 | 24 | 24 | 18 x 24 x 24 | eSeries Generators are crafted from recyclable stainless steel and assembled with meticulous attention to detail. Designed, engineered and assembled in Long Island City, NY to the most exacting standards, our generators are clean, green, virtually silent, and ultra-efficient. | Free from defects in materials and craftsmanship for its lifetime. MrSteam will repair or replace (at its option) a Generator which fails to conform to this warranty | Installs in areas such as a cabinet, closet, under a sealed bench or in an insulated attic | Exclusive micro processor operating system is the brains of our intelligent steam generator | Easily install spa therapy accessories or components such as AromaTherapy, ChromaTherapy, Steamlinx, and more | LED indicators to help you troubleshoot any connection and maintenance challenges | Naturally corrosion resistant, 100 percent recyclable stainless steel inside and out | Designed to save water and energy. Uses less than two gallons of water vs 40 gallons for an ordinary bath | 60 minute automatic cutoff, low voltage board, designed for easy access safe service | US and Canadian UL listed, and CE and NOM certified for unsurpassed quality and safety | Reliable, industrial grade, and the industries largest copper heating element heats fast and is easy to remove and service | 7.5 | 7500 | 240 | 32 | YES | 8 | N/A | 103867; 103990-60; MSTS; STEAMLINX | N/A | N/A | https://cdn.intelligencebank.com/us/share/B3R/KeX0/21y6/original/steam-logo-white.jpg |  | N/A | N/A | https://vimeo.com/58153234 | https://vimeo.com/58153232 | N/A | https://vimeo.com/66350508 | http://prodrep.mrsteam.com/DocumentResources/d1f0ef4a-aa86-4f9f-b8e4-ceba8ace31f3.pdf | http://prodrep.mrsteam.com/DocumentResources/0468ef5a-0b97-439b-8fad-c2c296d89e6f.pdf | http://prodrep.mrsteam.com/DocumentResources/278f8bd4-e4dd-4dc6-bbf8-9b48e09be4aa.pdf | 1419293 | N/A | UNITED STATES | http://prodrep.mrsteam.com/DocumentResources/7fbb39fd-1c69-485a-8ade-2da95fdf4576.pdf | 72 HOURS | http://prodrep.mrsteam.com/DocumentResources/0e9b7d91-2a0a-478d-9425-797faf20a8e4.pdf | http://prodrep.mrsteam.com/DocumentResources/6446cb4f-5f9a-433c-9c0a-111dab242cb3.pdf | http://prodrep.mrsteam.com/DocumentResources/fb82c221-da8d-4d90-ae1e-66670ba7542f.pdf | NO | Plastic; Metal; Stainless Steel | UL Listed; cUL Listed | YES | N/A | YES | NO | YES | NO | NO | 60 MIN | 120 °F | Wall-Mount or Floor-Mount | NO | 1; EA | NO | NO | NO | NO | PESTICIDE/AEROSOL: NO | CHEMICAL/SOLVENT: NO | Lead: No Mercury: No Silver: No Cadmium: No Chromium: No Barium: No Arsenic: No Selenium: No | PARCEL | 70 | N/A | N/A | RIGHT | 1/2 NPT | 1/2 NPT & 3/8 NPT | 0 PSI | NPT | N/A | ELECTRIC | 151 - 225 CU. FT. | N/A | 1.0 GAL PER 20 MIN CYCLE | NO | N/A | N/A | N/A | N/A | N/A | N/A | N/A | N/A | N/A | N/A | N/A | N/A | N/A | N/A | N/A | N/A | N/A | N/A | N/A | N/A | N/A | N/A | N/A | NO | YES | NO | 2017-06-24 | Mr. Steam Price Book 2017 | N/A
400C1AI3BK | GENERATOR PACKAGE | iSteam Generator Package | ACTIVE (ECOM) | 9kW Steam Bath Generator with iSteam3 AutoFlush Package in Black | 767931911248 | 00767931911248 | BLACK | eSeries 9kW Steam Bath Generator at 240V with iSteam® 3 Touch Screen Control in Black with matching AromaSteam iSteam SteamHead, and AutoFlush. For generator models MS90E to MSSUPER6E. | 4875 | 3412.5 | 2019-04-01 | Yes | 41 | 18 | 24 | 24 | 18 x 24 x 24 | 41 | 18 | 24 | 24 | 18 x 24 x 24 | eSeries Generators are crafted from recyclable stainless steel and assembled with meticulous attention to detail. Designed, engineered and assembled in Long Island City, NY to the most exacting standards, our generators are clean, green, virtually silent, and ultra-efficient. | Free from defects in materials and craftsmanship for its lifetime. MrSteam will repair or replace (at its option) a Generator which fails to conform to this warranty | Installs in areas such as a cabinet, closet, under a sealed bench or in an insulated attic | Exclusive micro processor operating system is the brains of our intelligent steam generator | Easily install spa therapy accessories or components such as AromaTherapy, ChromaTherapy, Steamlinx, and more | LED indicators to help you troubleshoot any connection and maintenance challenges | Naturally corrosion resistant, 100 percent recyclable stainless steel inside and out | Designed to save water and energy. Uses less than two gallons of water vs 40 gallons for an ordinary bath | 60 minute automatic cutoff, low voltage board, designed for easy access safe service | US and Canadian UL listed, and CE and NOM certified for unsurpassed quality and safety | Reliable, industrial grade, and the industries largest copper heating element heats fast and is easy to remove and service | 9 | 9000 | 240 | 38 | YES | 8 | N/A | 103867; 104117-60; MSTS; STEAMLINX | N/A | N/A | https://cdn.intelligencebank.com/us/share/B3R/KeX0/21y6/original/steam-logo-white.jpg | http://public2.intelligencebank.com/e2c56f829e1e5d82347c365bf31980f6/aafa54ab99bf243e014182bd3c0eefa7/400C1AI3BK.jpg | N/A | N/A | https://vimeo.com/58153234 | https://vimeo.com/58153232 | N/A | https://vimeo.com/81504512 | http://prodrep.mrsteam.com/DocumentResources/d1f0ef4a-aa86-4f9f-b8e4-ceba8ace31f3.pdf | http://prodrep.mrsteam.com/DocumentResources/0468ef5a-0b97-439b-8fad-c2c296d89e6f.pdf | http://prodrep.mrsteam.com/DocumentResources/278f8bd4-e4dd-4dc6-bbf8-9b48e09be4aa.pdf | 1419293 | N/A | UNITED STATES | http://prodrep.mrsteam.com/DocumentResources/7fbb39fd-1c69-485a-8ade-2da95fdf4576.pdf | 72 HOURS | http://prodrep.mrsteam.com/DocumentResources/0e9b7d91-2a0a-478d-9425-797faf20a8e4.pdf | http://prodrep.mrsteam.com/DocumentResources/6446cb4f-5f9a-433c-9c0a-111dab242cb3.pdf | http://prodrep.mrsteam.com/DocumentResources/fb82c221-da8d-4d90-ae1e-66670ba7542f.pdf | NO | Plastic; Metal; Stainless Steel | UL Listed; cUL Listed | YES | N/A | YES | NO | YES | NO | NO | 60 MIN | 120 °F | Wall-Mount or Floor-Mount | NO | 1; EA | NO | NO | NO | NO | PESTICIDE/AEROSOL: NO | CHEMICAL/SOLVENT: NO | Lead: No Mercury: No Silver: No Cadmium: No Chromium: No Barium: No Arsenic: No Selenium: No | PARCEL | 70 | N/A | N/A | RIGHT | 1/2 NPT | 1/2 NPT & 3/8 NPT | 0 PSI | NPT | N/A | ELECTRIC | 226 - 360 CU. FT. | N/A | 1.2 GAL PER 20 MIN CYCLE | NO | N/A | N/A | N/A | N/A | N/A | N/A | N/A | N/A | N/A | N/A | N/A | N/A | N/A | N/A | N/A | N/A | N/A | N/A | N/A | N/A | N/A | N/A | N/A | NO | YES | NO | 2017-06-24 | Mr. Steam Price Book 2017 | N/A
400C1AI3WH | GENERATOR PACKAGE | iSteam Generator Package | ACTIVE (ECOM) | 9kW Steam Bath Generator with iSteam3 AutoFlush Package in White | 767931911255 | 00767931911255 | WHITE | eSeries 9kW Steam Bath Generator at 240V with iSteam® 3 Touch Screen Control in White with matching AromaSteam iSteam SteamHead, and AutoFlush. For generator models MS90E to MSSUPER6E. | 4875 | 3412.5 | 2019-04-01 | Yes | 41 | 18 | 24 | 24 | 18 x 24 x 24 | 41 | 18 | 24 | 24 | 18 x 24 x 24 | eSeries Generators are crafted from recyclable stainless steel and assembled with meticulous attention to detail. Designed, engineered and assembled in Long Island City, NY to the most exacting standards, our generators are clean, green, virtually silent, and ultra-efficient. | Free from defects in materials and craftsmanship for its lifetime. MrSteam will repair or replace (at its option) a Generator which fails to conform to this warranty | Installs in areas such as a cabinet, closet, under a sealed bench or in an insulated attic | Exclusive micro processor operating system is the brains of our intelligent steam generator | Easily install spa therapy accessories or components such as AromaTherapy, ChromaTherapy, Steamlinx, and more | LED indicators to help you troubleshoot any connection and maintenance challenges | Naturally corrosion resistant, 100 percent recyclable stainless steel inside and out | Designed to save water and energy. Uses less than two gallons of water vs 40 gallons for an ordinary bath | 60 minute automatic cutoff, low voltage board, designed for easy access safe service | US and Canadian UL listed, and CE and NOM certified for unsurpassed quality and safety | Reliable, industrial grade, and the industries largest copper heating element heats fast and is easy to remove and service | 9 | 9000 | 240 | 38 | YES | 8 | N/A | 103867; 104117-60; MSTS; STEAMLINX | N/A | N/A | https://cdn.intelligencebank.com/us/share/B3R/KeX0/21y6/original/steam-logo-white.jpg | http://public2.intelligencebank.com/e2c56f829e1e5d82347c365bf31980f6/4e0c26a08058b0675b06fbaa0150aff8/400C1AI3WH.jpg | N/A | N/A | https://vimeo.com/58153234 | https://vimeo.com/58153232 | N/A | https://vimeo.com/81504512 | http://prodrep.mrsteam.com/DocumentResources/d1f0ef4a-aa86-4f9f-b8e4-ceba8ace31f3.pdf | http://prodrep.mrsteam.com/DocumentResources/0468ef5a-0b97-439b-8fad-c2c296d89e6f.pdf | http://prodrep.mrsteam.com/DocumentResources/278f8bd4-e4dd-4dc6-bbf8-9b48e09be4aa.pdf | 1419293 | N/A | UNITED STATES | http://prodrep.mrsteam.com/DocumentResources/7fbb39fd-1c69-485a-8ade-2da95fdf4576.pdf | 72 HOURS | http://prodrep.mrsteam.com/DocumentResources/0e9b7d91-2a0a-478d-9425-797faf20a8e4.pdf | http://prodrep.mrsteam.com/DocumentResources/6446cb4f-5f9a-433c-9c0a-111dab242cb3.pdf | http://prodrep.mrsteam.com/DocumentResources/fb82c221-da8d-4d90-ae1e-66670ba7542f.pdf | NO | Plastic; Metal; Stainless Steel | UL Listed; cUL Listed | YES | N/A | YES | NO | YES | NO | NO | 60 MIN | 120 °F | Wall-Mount or Floor-Mount | NO | 1; EA | NO | NO | NO | NO | PESTICIDE/AEROSOL: NO | CHEMICAL/SOLVENT: NO | Lead: No Mercury: No Silver: No Cadmium: No Chromium: No Barium: No Arsenic: No Selenium: No | PARCEL | 70 | N/A | N/A | RIGHT | 1/2 NPT | 1/2 NPT & 3/8 NPT | 0 PSI | NPT | N/A | ELECTRIC | 226 - 360 CU. FT. | N/A | 1.2 GAL PER 20 MIN CYCLE | NO | N/A | N/A | N/A | N/A | N/A | N/A | N/A | N/A | N/A | N/A | N/A | N/A | N/A | N/A | N/A | N/A | N/A | N/A | N/A | N/A | N/A | N/A | N/A | NO | YES | NO | 2017-06-24 | Mr. Steam Price Book 2017 | N/A
400C1ATRDBN | GENERATOR PACKAGE | iTempo Generator Package | ACTIVE (ECOM) | 9kW Steam Bath Generator with iTempo AutoFlush Round Package in Brushed Nickel | 767931190865 | 00767931190865 | BRUSHED NICKEL | eSeries 9kW Steam Bath Generator at 240V with iTempo Round Control Brushed Nickel with matching AromaSteam SteamHead, and AutoFlush. For generator models MS90E to MSSUPER6E. | 4275 | 2992.5 | 2019-04-01 | Yes | 38 | 18 | 24 | 24 | 18 x 24 x 24 | 38 | 18 | 24 | 24 | 18 x 24 x 24 | eSeries Generators are crafted from recyclable stainless steel and assembled with meticulous attention to detail. Designed, engineered and assembled in Long Island City, NY to the most exacting standards, our generators are clean, green, virtually silent, and ultra-efficient. | Free from defects in materials and craftsmanship for its lifetime. MrSteam will repair or replace (at its option) a Generator which fails to conform to this warranty | Installs in areas such as a cabinet, closet, under a sealed bench or in an insulated attic | Exclusive micro processor operating system is the brains of our intelligent steam generator | Easily install spa therapy accessories or components such as AromaTherapy, ChromaTherapy, Steamlinx, and more | LED indicators to help you troubleshoot any connection and maintenance challenges | Naturally corrosion resistant, 100 percent recyclable stainless steel inside and out | Designed to save water and energy. Uses less than two gallons of water vs 40 gallons for an ordinary bath | 60 minute automatic cutoff, low voltage board, designed for easy access safe service | US and Canadian UL listed, and CE and NOM certified for unsurpassed quality and safety | Reliable, industrial grade, and the industries largest copper heating element heats fast and is easy to remove and service | 9 | 9000 | 240 | 38 | YES | 8 | N/A | 103867; 103990-60; MSTS; STEAMLINX | N/A | N/A | https://cdn.intelligencebank.com/us/share/B3R/KeX0/21y6/original/steam-logo-white.jpg | http://public2.intelligencebank.com/e2c56f829e1e5d82347c365bf31980f6/b5f95857933bd6ada5db9b138a803c07/400C1ATRDBN.jpg | N/A | N/A | https://vimeo.com/58153234 | https://vimeo.com/58153232 | N/A | https://vimeo.com/66350508 | http://prodrep.mrsteam.com/DocumentResources/d1f0ef4a-aa86-4f9f-b8e4-ceba8ace31f3.pdf | http://prodrep.mrsteam.com/DocumentResources/0468ef5a-0b97-439b-8fad-c2c296d89e6f.pdf | http://prodrep.mrsteam.com/DocumentResources/278f8bd4-e4dd-4dc6-bbf8-9b48e09be4aa.pdf | 1419293 | N/A | UNITED STATES | http://prodrep.mrsteam.com/DocumentResources/7fbb39fd-1c69-485a-8ade-2da95fdf4576.pdf | 72 HOURS | http://prodrep.mrsteam.com/DocumentResources/0e9b7d91-2a0a-478d-9425-797faf20a8e4.pdf | http://prodrep.mrsteam.com/DocumentResources/6446cb4f-5f9a-433c-9c0a-111dab242cb3.pdf | http://prodrep.mrsteam.com/DocumentResources/fb82c221-da8d-4d90-ae1e-66670ba7542f.pdf | NO | Plastic; Metal; Stainless Steel | UL Listed; cUL Listed | YES | N/A | YES | NO | YES | NO | NO | 60 MIN | 120 °F | Wall-Mount or Floor-Mount | NO | 1; EA | NO | NO | NO | NO | PESTICIDE/AEROSOL: NO | CHEMICAL/SOLVENT: NO | Lead: No Mercury: No Silver: No Cadmium: No Chromium: No Barium: No Arsenic: No Selenium: No | PARCEL | 70 | N/A | N/A | RIGHT | 1/2 NPT | 1/2 NPT & 3/8 NPT | 0 PSI | NPT | N/A | ELECTRIC | 226 - 360 CU. FT. | N/A | 1.2 GAL PER 20 MIN CYCLE | NO | N/A | N/A | N/A | N/A | N/A | N/A | N/A | N/A | N/A | N/A | N/A | N/A | N/A | N/A | N/A | N/A | N/A | N/A | N/A | N/A | N/A | N/A | N/A | NO | YES | NO | 2017-06-24 | Mr. Steam Price Book 2017 | N/A
400C1ATRDORB | GENERATOR PACKAGE | iTempo Generator Package | ACTIVE (ECOM) | 9kW Steam Bath Generator with iTempo AutoFlush Round Package in Oil Rubbed Bronze | 767931190889 | 00767931190889 | OIL RUBBED BRONZE | eSeries 9kW Steam Bath Generator at 240V with iTempo Round Control Oil Rubbed Bronze with matching AromaSteam SteamHead, and AutoFlush. For generator models MS90E to MSSUPER6E. | 4275 | 2992.5 | 2019-04-01 | Yes | 38 | 18 | 24 | 24 | 18 x 24 x 24 | 38 | 18 | 24 | 24 | 18 x 24 x 24 | eSeries Generators are crafted from recyclable stainless steel and assembled with meticulous attention to detail. Designed, engineered and assembled in Long Island City, NY to the most exacting standards, our generators are clean, green, virtually silent, and ultra-efficient. | Free from defects in materials and craftsmanship for its lifetime. MrSteam will repair or replace (at its option) a Generator which fails to conform to this warranty | Installs in areas such as a cabinet, closet, under a sealed bench or in an insulated attic | Exclusive micro processor operating system is the brains of our intelligent steam generator | Easily install spa therapy accessories or components such as AromaTherapy, ChromaTherapy, Steamlinx, and more | LED indicators to help you troubleshoot any connection and maintenance challenges | Naturally corrosion resistant, 100 percent recyclable stainless steel inside and out | Designed to save water and energy. Uses less than two gallons of water vs 40 gallons for an ordinary bath | 60 minute automatic cutoff, low voltage board, designed for easy access safe service | US and Canadian UL listed, and CE and NOM certified for unsurpassed quality and safety | Reliable, industrial grade, and the industries largest copper heating element heats fast and is easy to remove and service | 9 | 9000 | 240 | 38 | YES | 8 | N/A | 103867; 103990-60; MSTS; STEAMLINX | N/A | N/A | https://cdn.intelligencebank.com/us/share/B3R/KeX0/21y6/original/steam-logo-white.jpg | http://public2.intelligencebank.com/e2c56f829e1e5d82347c365bf31980f6/522e8b8fdd074afcd55c5d373bf83232/400C1ATRDORB.jpg | N/A | N/A | https://vimeo.com/58153234 | https://vimeo.com/58153232 | N/A | https://vimeo.com/66350508 | http://prodrep.mrsteam.com/DocumentResources/d1f0ef4a-aa86-4f9f-b8e4-ceba8ace31f3.pdf | http://prodrep.mrsteam.com/DocumentResources/0468ef5a-0b97-439b-8fad-c2c296d89e6f.pdf | http://prodrep.mrsteam.com/DocumentResources/278f8bd4-e4dd-4dc6-bbf8-9b48e09be4aa.pdf | 1419293 | N/A | UNITED STATES | http://prodrep.mrsteam.com/DocumentResources/7fbb39fd-1c69-485a-8ade-2da95fdf4576.pdf | 72 HOURS | http://prodrep.mrsteam.com/DocumentResources/0e9b7d91-2a0a-478d-9425-797faf20a8e4.pdf | http://prodrep.mrsteam.com/DocumentResources/6446cb4f-5f9a-433c-9c0a-111dab242cb3.pdf | http://prodrep.mrsteam.com/DocumentResources/fb82c221-da8d-4d90-ae1e-66670ba7542f.pdf | NO | Plastic; Metal; Stainless Steel | UL Listed; cUL Listed | YES | N/A | YES | NO | YES | NO | NO | 60 MIN | 120 °F | Wall-Mount or Floor-Mount | NO | 1; EA | NO | NO | NO | NO | PESTICIDE/AEROSOL: NO | CHEMICAL/SOLVENT: NO | Lead: No Mercury: No Silver: No Cadmium: No Chromium: No Barium: No Arsenic: No Selenium: No | PARCEL | 70 | N/A | N/A | RIGHT | 1/2 NPT | 1/2 NPT & 3/8 NPT | 0 PSI | NPT | N/A | ELECTRIC | 226 - 360 CU. FT. | N/A | 1.2 GAL PER 20 MIN CYCLE | NO | N/A | N/A | N/A | N/A | N/A | N/A | N/A | N/A | N/A | N/A | N/A | N/A | N/A | N/A | N/A | N/A | N/A | N/A | N/A | N/A | N/A | N/A | N/A | NO | YES | NO | 2017-06-24 | Mr. Steam Price Book 2017 | N/A
400C1ATRDPC | GENERATOR PACKAGE | iTempo Generator Package | ACTIVE (ECOM) | 9kW Steam Bath Generator with iTempo AutoFlush Round Package in Polished Chrome | 767931190858 | 00767931190858 | POLISHED CHROME | eSeries 9kW Steam Bath Generator at 240V with iTempo Round Control Polished Chrome with matching AromaSteam SteamHead, and AutoFlush. For generator models MS90E to MSSUPER6E. | 4175 | 2922.5 | 2019-04-01 | Yes | 38 | 18 | 24 | 24 | 18 x 24 x 24 | 38 | 18 | 24 | 24 | 18 x 24 x 24 | eSeries Generators are crafted from recyclable stainless steel and assembled with meticulous attention to detail. Designed, engineered and assembled in Long Island City, NY to the most exacting standards, our generators are clean, green, virtually silent, and ultra-efficient. | Free from defects in materials and craftsmanship for its lifetime. MrSteam will repair or replace (at its option) a Generator which fails to conform to this warranty | Installs in areas such as a cabinet, closet, under a sealed bench or in an insulated attic | Exclusive micro processor operating system is the brains of our intelligent steam generator | Easily install spa therapy accessories or components such as AromaTherapy, ChromaTherapy, Steamlinx, and more | LED indicators to help you troubleshoot any connection and maintenance challenges | Naturally corrosion resistant, 100 percent recyclable stainless steel inside and out | Designed to save water and energy. Uses less than two gallons of water vs 40 gallons for an ordinary bath | 60 minute automatic cutoff, low voltage board, designed for easy access safe service | US and Canadian UL listed, and CE and NOM certified for unsurpassed quality and safety | Reliable, industrial grade, and the industries largest copper heating element heats fast and is easy to remove and service | 9 | 9000 | 240 | 38 | YES | 8 | N/A | 103867; 103990-60; MSTS; STEAMLINX | N/A | N/A | https://cdn.intelligencebank.com/us/share/B3R/KeX0/21y6/original/steam-logo-white.jpg | http://public2.intelligencebank.com/e2c56f829e1e5d82347c365bf31980f6/d7ee4a046cdf017e82fe7d11fe4cc720/400C1ATRDPC.jpg | N/A | N/A | https://vimeo.com/58153234 | https://vimeo.com/58153232 | N/A | https://vimeo.com/66350508 | http://prodrep.mrsteam.com/DocumentResources/d1f0ef4a-aa86-4f9f-b8e4-ceba8ace31f3.pdf | http://prodrep.mrsteam.com/DocumentResources/0468ef5a-0b97-439b-8fad-c2c296d89e6f.pdf | http://prodrep.mrsteam.com/DocumentResources/278f8bd4-e4dd-4dc6-bbf8-9b48e09be4aa.pdf | 1419293 | N/A | UNITED STATES | http://prodrep.mrsteam.com/DocumentResources/7fbb39fd-1c69-485a-8ade-2da95fdf4576.pdf | 72 HOURS | http://prodrep.mrsteam.com/DocumentResources/0e9b7d91-2a0a-478d-9425-797faf20a8e4.pdf | http://prodrep.mrsteam.com/DocumentResources/6446cb4f-5f9a-433c-9c0a-111dab242cb3.pdf | http://prodrep.mrsteam.com/DocumentResources/fb82c221-da8d-4d90-ae1e-66670ba7542f.pdf | NO | Plastic; Metal; Stainless Steel | UL Listed; cUL Listed | YES | N/A | YES | NO | YES | NO | NO | 60 MIN | 120 °F | Wall-Mount or Floor-Mount | NO | 1; EA | NO | NO | NO | NO | PESTICIDE/AEROSOL: NO | CHEMICAL/SOLVENT: NO | Lead: No Mercury: No Silver: No Cadmium: No Chromium: No Barium: No Arsenic: No Selenium: No | PARCEL | 70 | N/A | N/A | RIGHT | 1/2 NPT | 1/2 NPT & 3/8 NPT | 0 PSI | NPT | N/A | ELECTRIC | 226 - 360 CU. FT. | N/A | 1.2 GAL PER 20 MIN CYCLE | NO | N/A | N/A | N/A | N/A | N/A | N/A | N/A | N/A | N/A | N/A | N/A | N/A | N/A | N/A | N/A | N/A | N/A | N/A | N/A | N/A | N/A | N/A | N/A | NO | YES | NO | 2017-06-24 | Mr. Steam Price Book 2017 | N/A
400C1ATRDPN | GENERATOR PACKAGE | iTempo Generator Package | ACTIVE (ECOM) | 9kW Steam Bath Generator with iTempo AutoFlush Round Package in Polished Nickel | 767931190872 | 00767931190872 | POLISHED NICKEL | eSeries 9kW Steam Bath Generator at 240V with iTempo Round Control Polished Nickel with matching AromaSteam SteamHead, and AutoFlush. For generator models MS90E to MSSUPER6E. | 4275 | 2992.5 | 2019-04-01 | Yes | 38 | 18 | 24 | 24 | 18 x 24 x 24 | 38 | 18 | 24 | 24 | 18 x 24 x 24 | eSeries Generators are crafted from recyclable stainless steel and assembled with meticulous attention to detail. Designed, engineered and assembled in Long Island City, NY to the most exacting standards, our generators are clean, green, virtually silent, and ultra-efficient. | Free from defects in materials and craftsmanship for its lifetime. MrSteam will repair or replace (at its option) a Generator which fails to conform to this warranty | Installs in areas such as a cabinet, closet, under a sealed bench or in an insulated attic | Exclusive micro processor operating system is the brains of our intelligent steam generator | Easily install spa therapy accessories or components such as AromaTherapy, ChromaTherapy, Steamlinx, and more | LED indicators to help you troubleshoot any connection and maintenance challenges | Naturally corrosion resistant, 100 percent recyclable stainless steel inside and out | Designed to save water and energy. Uses less than two gallons of water vs 40 gallons for an ordinary bath | 60 minute automatic cutoff, low voltage board, designed for easy access safe service | US and Canadian UL listed, and CE and NOM certified for unsurpassed quality and safety | Reliable, industrial grade, and the industries largest copper heating element heats fast and is easy to remove and service | 9 | 9000 | 240 | 38 | YES | 8 | N/A | 103867; 103990-60; MSTS; STEAMLINX | N/A | N/A | https://cdn.intelligencebank.com/us/share/B3R/KeX0/21y6/original/steam-logo-white.jpg | http://public2.intelligencebank.com/e2c56f829e1e5d82347c365bf31980f6/1c4f301a4fa8efddc2a30d4f98c9925a/400C1ATRDPN.jpg | N/A | N/A | https://vimeo.com/58153234 | https://vimeo.com/58153232 | N/A | https://vimeo.com/66350508 | http://prodrep.mrsteam.com/DocumentResources/d1f0ef4a-aa86-4f9f-b8e4-ceba8ace31f3.pdf | http://prodrep.mrsteam.com/DocumentResources/0468ef5a-0b97-439b-8fad-c2c296d89e6f.pdf | http://prodrep.mrsteam.com/DocumentResources/278f8bd4-e4dd-4dc6-bbf8-9b48e09be4aa.pdf | 1419293 | N/A | UNITED STATES | http://prodrep.mrsteam.com/DocumentResources/7fbb39fd-1c69-485a-8ade-2da95fdf4576.pdf | 72 HOURS | http://prodrep.mrsteam.com/DocumentResources/0e9b7d91-2a0a-478d-9425-797faf20a8e4.pdf | http://prodrep.mrsteam.com/DocumentResources/6446cb4f-5f9a-433c-9c0a-111dab242cb3.pdf | http://prodrep.mrsteam.com/DocumentResources/fb82c221-da8d-4d90-ae1e-66670ba7542f.pdf | NO | Plastic; Metal; Stainless Steel | UL Listed; cUL Listed | YES | N/A | YES | NO | YES | NO | NO | 60 MIN | 120 °F | Wall-Mount or Floor-Mount | NO | 1; EA | NO | NO | NO | NO | PESTICIDE/AEROSOL: NO | CHEMICAL/SOLVENT: NO | Lead: No Mercury: No Silver: No Cadmium: No Chromium: No Barium: No Arsenic: No Selenium: No | PARCEL | 70 | N/A | N/A | RIGHT | 1/2 NPT | 1/2 NPT & 3/8 NPT | 0 PSI | NPT | N/A | ELECTRIC | 226 - 360 CU. FT. | N/A | 1.2 GAL PER 20 MIN CYCLE | NO | N/A | N/A | N/A | N/A | N/A | N/A | N/A | N/A | N/A | N/A | N/A | N/A | N/A | N/A | N/A | N/A | N/A | N/A | N/A | N/A | N/A | N/A | N/A | NO | YES | NO | 2017-06-24 | Mr. Steam Price Book 2017 | N/A
400C1ATRDSB | GENERATOR PACKAGE | iTempo Generator Package | ACTIVE (ECOM) | 9kW Steam Bath Generator with iTempo AutoFlush Round Package in Satin Brass | 767931911460 | 00767931911460 | SATIN BRASS | eSeries 9kW Steam Bath Generator at 240V with iTempo Round Control Satin Brass with matching AromaSteam SteamHead, and AutoFlush. For generator models MS90E to MSSUPER6E. | 4275 | 2992.5 | 2019-04-01 | Yes | 38 | 18 | 24 | 24 | 18 x 24 x 24 | 38 | 18 | 24 | 24 | 18 x 24 x 24 | eSeries Generators are crafted from recyclable stainless steel and assembled with meticulous attention to detail. Designed, engineered and assembled in Long Island City, NY to the most exacting standards, our generators are clean, green, virtually silent, and ultra-efficient. | Free from defects in materials and craftsmanship for its lifetime. MrSteam will repair or replace (at its option) a Generator which fails to conform to this warranty | Installs in areas such as a cabinet, closet, under a sealed bench or in an insulated attic | Exclusive micro processor operating system is the brains of our intelligent steam generator | Easily install spa therapy accessories or components such as AromaTherapy, ChromaTherapy, Steamlinx, and more | LED indicators to help you troubleshoot any connection and maintenance challenges | Naturally corrosion resistant, 100 percent recyclable stainless steel inside and out | Designed to save water and energy. Uses less than two gallons of water vs 40 gallons for an ordinary bath | 60 minute automatic cutoff, low voltage board, designed for easy access safe service | US and Canadian UL listed, and CE and NOM certified for unsurpassed quality and safety | Reliable, industrial grade, and the industries largest copper heating element heats fast and is easy to remove and service | 9 | 9000 | 240 | 38 | YES | 8 | N/A | 103867; 103990-60; MSTS; STEAMLINX | N/A | N/A | https://cdn.intelligencebank.com/us/share/B3R/KeX0/21y6/original/steam-logo-white.jpg |  | N/A | N/A | https://vimeo.com/58153234 | https://vimeo.com/58153232 | N/A | https://vimeo.com/66350508 | http://prodrep.mrsteam.com/DocumentResources/d1f0ef4a-aa86-4f9f-b8e4-ceba8ace31f3.pdf | http://prodrep.mrsteam.com/DocumentResources/0468ef5a-0b97-439b-8fad-c2c296d89e6f.pdf | http://prodrep.mrsteam.com/DocumentResources/278f8bd4-e4dd-4dc6-bbf8-9b48e09be4aa.pdf | 1419293 | N/A | UNITED STATES | http://prodrep.mrsteam.com/DocumentResources/7fbb39fd-1c69-485a-8ade-2da95fdf4576.pdf | 72 HOURS | http://prodrep.mrsteam.com/DocumentResources/0e9b7d91-2a0a-478d-9425-797faf20a8e4.pdf | http://prodrep.mrsteam.com/DocumentResources/6446cb4f-5f9a-433c-9c0a-111dab242cb3.pdf | http://prodrep.mrsteam.com/DocumentResources/fb82c221-da8d-4d90-ae1e-66670ba7542f.pdf | NO | Plastic; Metal; Stainless Steel | UL Listed; cUL Listed | YES | N/A | YES | NO | YES | NO | NO | 60 MIN | 120 °F | Wall-Mount or Floor-Mount | NO | 1; EA | NO | NO | NO | NO | PESTICIDE/AEROSOL: NO | CHEMICAL/SOLVENT: NO | Lead: No Mercury: No Silver: No Cadmium: No Chromium: No Barium: No Arsenic: No Selenium: No | PARCEL | 70 | N/A | N/A | RIGHT | 1/2 NPT | 1/2 NPT & 3/8 NPT | 0 PSI | NPT | N/A | ELECTRIC | 226 - 360 CU. FT. | N/A | 1.2 GAL PER 20 MIN CYCLE | NO | N/A | N/A | N/A | N/A | N/A | N/A | N/A | N/A | N/A | N/A | N/A | N/A | N/A | N/A | N/A | N/A | N/A | N/A | N/A | N/A | N/A | N/A | N/A | NO | YES | NO | 2017-06-24 | Mr. Steam Price Book 2017 | N/A
400C1ATSQBN | GENERATOR PACKAGE | iTempo Generator Package | ACTIVE (ECOM) | 9kW Steam Bath Generator with iTempo AutoFlush Square Package in Brushed Nickel | 767931191268 | 00767931191268 | BRUSHED NICKEL | eSeries 9kW Steam Bath Generator at 240V with iTempo Square Control Brushed Nickel with matching AromaSteam SteamHead, and AutoFlush. For generator models MS90E to MSSUPER6E. | 4275 | 2992.5 | 2019-04-01 | Yes | 38 | 18 | 24 | 24 | 18 x 24 x 24 | 38 | 18 | 24 | 24 | 18 x 24 x 24 | eSeries Generators are crafted from recyclable stainless steel and assembled with meticulous attention to detail. Designed, engineered and assembled in Long Island City, NY to the most exacting standards, our generators are clean, green, virtually silent, and ultra-efficient. | Free from defects in materials and craftsmanship for its lifetime. MrSteam will repair or replace (at its option) a Generator which fails to conform to this warranty | Installs in areas such as a cabinet, closet, under a sealed bench or in an insulated attic | Exclusive micro processor operating system is the brains of our intelligent steam generator | Easily install spa therapy accessories or components such as AromaTherapy, ChromaTherapy, Steamlinx, and more | LED indicators to help you troubleshoot any connection and maintenance challenges | Naturally corrosion resistant, 100 percent recyclable stainless steel inside and out | Designed to save water and energy. Uses less than two gallons of water vs 40 gallons for an ordinary bath | 60 minute automatic cutoff, low voltage board, designed for easy access safe service | US and Canadian UL listed, and CE and NOM certified for unsurpassed quality and safety | Reliable, industrial grade, and the industries largest copper heating element heats fast and is easy to remove and service | 9 | 9000 | 240 | 38 | YES | 8 | N/A | 103867; 103990-60; MSTS; STEAMLINX | N/A | N/A | https://cdn.intelligencebank.com/us/share/B3R/KeX0/21y6/original/steam-logo-white.jpg | http://public2.intelligencebank.com/e2c56f829e1e5d82347c365bf31980f6/9363ecec8c0b129863f82f1843b2953a/400C1ATSQBN.jpg | N/A | N/A | https://vimeo.com/58153234 | https://vimeo.com/58153232 | N/A | https://vimeo.com/66350508 | http://prodrep.mrsteam.com/DocumentResources/d1f0ef4a-aa86-4f9f-b8e4-ceba8ace31f3.pdf | http://prodrep.mrsteam.com/DocumentResources/0468ef5a-0b97-439b-8fad-c2c296d89e6f.pdf | http://prodrep.mrsteam.com/DocumentResources/278f8bd4-e4dd-4dc6-bbf8-9b48e09be4aa.pdf | 1419293 | N/A | UNITED STATES | http://prodrep.mrsteam.com/DocumentResources/7fbb39fd-1c69-485a-8ade-2da95fdf4576.pdf | 72 HOURS | http://prodrep.mrsteam.com/DocumentResources/0e9b7d91-2a0a-478d-9425-797faf20a8e4.pdf | http://prodrep.mrsteam.com/DocumentResources/6446cb4f-5f9a-433c-9c0a-111dab242cb3.pdf | http://prodrep.mrsteam.com/DocumentResources/fb82c221-da8d-4d90-ae1e-66670ba7542f.pdf | NO | Plastic; Metal; Stainless Steel | UL Listed; cUL Listed | YES | N/A | YES | NO | YES | NO | NO | 60 MIN | 120 °F | Wall-Mount or Floor-Mount | NO | 1; EA | NO | NO | NO | NO | PESTICIDE/AEROSOL: NO | CHEMICAL/SOLVENT: NO | Lead: No Mercury: No Silver: No Cadmium: No Chromium: No Barium: No Arsenic: No Selenium: No | PARCEL | 70 | N/A | N/A | RIGHT | 1/2 NPT | 1/2 NPT & 3/8 NPT | 0 PSI | NPT | N/A | ELECTRIC | 226 - 360 CU. FT. | N/A | 1.2 GAL PER 20 MIN CYCLE | NO | N/A | N/A | N/A | N/A | N/A | N/A | N/A | N/A | N/A | N/A | N/A | N/A | N/A | N/A | N/A | N/A | N/A | N/A | N/A | N/A | N/A | N/A | N/A | NO | YES | NO | 2017-06-24 | Mr. Steam Price Book 2017 | N/A
400C1ATSQORB | GENERATOR PACKAGE | iTempo Generator Package | ACTIVE (ECOM) | 9kW Steam Bath Generator with iTempo AutoFlush Square Package in Oil Rubbed Bronze | 767931191282 | 00767931191282 | OIL RUBBED BRONZE | eSeries 9kW Steam Bath Generator at 240V with iTempo Square Control Oil Rubbed Bronze with matching AromaSteam SteamHead, and AutoFlush. For generator models MS90E to MSSUPER6E. | 4275 | 2992.5 | 2019-04-01 | Yes | 38 | 18 | 24 | 24 | 18 x 24 x 24 | 38 | 18 | 24 | 24 | 18 x 24 x 24 | eSeries Generators are crafted from recyclable stainless steel and assembled with meticulous attention to detail. Designed, engineered and assembled in Long Island City, NY to the most exacting standards, our generators are clean, green, virtually silent, and ultra-efficient. | Free from defects in materials and craftsmanship for its lifetime. MrSteam will repair or replace (at its option) a Generator which fails to conform to this warranty | Installs in areas such as a cabinet, closet, under a sealed bench or in an insulated attic | Exclusive micro processor operating system is the brains of our intelligent steam generator | Easily install spa therapy accessories or components such as AromaTherapy, ChromaTherapy, Steamlinx, and more | LED indicators to help you troubleshoot any connection and maintenance challenges | Naturally corrosion resistant, 100 percent recyclable stainless steel inside and out | Designed to save water and energy. Uses less than two gallons of water vs 40 gallons for an ordinary bath | 60 minute automatic cutoff, low voltage board, designed for easy access safe service | US and Canadian UL listed, and CE and NOM certified for unsurpassed quality and safety | Reliable, industrial grade, and the industries largest copper heating element heats fast and is easy to remove and service | 9 | 9000 | 240 | 38 | YES | 8 | N/A | 103867; 103990-60; MSTS; STEAMLINX | N/A | N/A | https://cdn.intelligencebank.com/us/share/B3R/KeX0/21y6/original/steam-logo-white.jpg | http://public2.intelligencebank.com/e2c56f829e1e5d82347c365bf31980f6/b2042ece28c272f44a2f2f91eaac9158/400C1ATSQORB.jpg | N/A | N/A | https://vimeo.com/58153234 | https://vimeo.com/58153232 | N/A | https://vimeo.com/66350508 | http://prodrep.mrsteam.com/DocumentResources/d1f0ef4a-aa86-4f9f-b8e4-ceba8ace31f3.pdf | http://prodrep.mrsteam.com/DocumentResources/0468ef5a-0b97-439b-8fad-c2c296d89e6f.pdf | http://prodrep.mrsteam.com/DocumentResources/278f8bd4-e4dd-4dc6-bbf8-9b48e09be4aa.pdf | 1419293 | N/A | UNITED STATES | http://prodrep.mrsteam.com/DocumentResources/7fbb39fd-1c69-485a-8ade-2da95fdf4576.pdf | 72 HOURS | http://prodrep.mrsteam.com/DocumentResources/0e9b7d91-2a0a-478d-9425-797faf20a8e4.pdf | http://prodrep.mrsteam.com/DocumentResources/6446cb4f-5f9a-433c-9c0a-111dab242cb3.pdf | http://prodrep.mrsteam.com/DocumentResources/fb82c221-da8d-4d90-ae1e-66670ba7542f.pdf | NO | Plastic; Metal; Stainless Steel | UL Listed; cUL Listed | YES | N/A | YES | NO | YES | NO | NO | 60 MIN | 120 °F | Wall-Mount or Floor-Mount | NO | 1; EA | NO | NO | NO | NO | PESTICIDE/AEROSOL: NO | CHEMICAL/SOLVENT: NO | Lead: No Mercury: No Silver: No Cadmium: No Chromium: No Barium: No Arsenic: No Selenium: No | PARCEL | 70 | N/A | N/A | RIGHT | 1/2 NPT | 1/2 NPT & 3/8 NPT | 0 PSI | NPT | N/A | ELECTRIC | 226 - 360 CU. FT. | N/A | 1.2 GAL PER 20 MIN CYCLE | NO | N/A | N/A | N/A | N/A | N/A | N/A | N/A | N/A | N/A | N/A | N/A | N/A | N/A | N/A | N/A | N/A | N/A | N/A | N/A | N/A | N/A | N/A | N/A | NO | YES | NO | 2017-06-24 | Mr. Steam Price Book 2017 | N/A
400C1ATSQPC | GENERATOR PACKAGE | iTempo Generator Package | ACTIVE (ECOM) | 9kW Steam Bath Generator with iTempo AutoFlush Square Package in Polished Chrome | 767931191251 | 00767931191251 | POLISHED CHROME | eSeries 9kW Steam Bath Generator at 240V with iTempo Square Control Polished Chrome with matching AromaSteam SteamHead, and AutoFlush. For generator models MS90E to MSSUPER6E. | 4175 | 2922.5 | 2019-04-01 | Yes | 38 | 18 | 24 | 24 | 18 x 24 x 24 | 38 | 18 | 24 | 24 | 18 x 24 x 24 | eSeries Generators are crafted from recyclable stainless steel and assembled with meticulous attention to detail. Designed, engineered and assembled in Long Island City, NY to the most exacting standards, our generators are clean, green, virtually silent, and ultra-efficient. | Free from defects in materials and craftsmanship for its lifetime. MrSteam will repair or replace (at its option) a Generator which fails to conform to this warranty | Installs in areas such as a cabinet, closet, under a sealed bench or in an insulated attic | Exclusive micro processor operating system is the brains of our intelligent steam generator | Easily install spa therapy accessories or components such as AromaTherapy, ChromaTherapy, Steamlinx, and more | LED indicators to help you troubleshoot any connection and maintenance challenges | Naturally corrosion resistant, 100 percent recyclable stainless steel inside and out | Designed to save water and energy. Uses less than two gallons of water vs 40 gallons for an ordinary bath | 60 minute automatic cutoff, low voltage board, designed for easy access safe service | US and Canadian UL listed, and CE and NOM certified for unsurpassed quality and safety | Reliable, industrial grade, and the industries largest copper heating element heats fast and is easy to remove and service | 9 | 9000 | 240 | 38 | YES | 8 | N/A | 103867; 103990-60; MSTS; STEAMLINX | N/A | N/A | https://cdn.intelligencebank.com/us/share/B3R/KeX0/21y6/original/steam-logo-white.jpg | http://public2.intelligencebank.com/e2c56f829e1e5d82347c365bf31980f6/6d17bbd0269c9e78df1817b3856282b4/400C1ATSQPC.jpg | N/A | N/A | https://vimeo.com/58153234 | https://vimeo.com/58153232 | N/A | https://vimeo.com/66350508 | http://prodrep.mrsteam.com/DocumentResources/d1f0ef4a-aa86-4f9f-b8e4-ceba8ace31f3.pdf | http://prodrep.mrsteam.com/DocumentResources/0468ef5a-0b97-439b-8fad-c2c296d89e6f.pdf | http://prodrep.mrsteam.com/DocumentResources/278f8bd4-e4dd-4dc6-bbf8-9b48e09be4aa.pdf | 1419293 | N/A | UNITED STATES | http://prodrep.mrsteam.com/DocumentResources/7fbb39fd-1c69-485a-8ade-2da95fdf4576.pdf | 72 HOURS | http://prodrep.mrsteam.com/DocumentResources/0e9b7d91-2a0a-478d-9425-797faf20a8e4.pdf | http://prodrep.mrsteam.com/DocumentResources/6446cb4f-5f9a-433c-9c0a-111dab242cb3.pdf | http://prodrep.mrsteam.com/DocumentResources/fb82c221-da8d-4d90-ae1e-66670ba7542f.pdf | NO | Plastic; Metal; Stainless Steel | UL Listed; cUL Listed | YES | N/A | YES | NO | YES | NO | NO | 60 MIN | 120 °F | Wall-Mount or Floor-Mount | NO | 1; EA | NO | NO | NO | NO | PESTICIDE/AEROSOL: NO | CHEMICAL/SOLVENT: NO | Lead: No Mercury: No Silver: No Cadmium: No Chromium: No Barium: No Arsenic: No Selenium: No | PARCEL | 70 | N/A | N/A | RIGHT | 1/2 NPT | 1/2 NPT & 3/8 NPT | 0 PSI | NPT | N/A | ELECTRIC | 226 - 360 CU. FT. | N/A | 1.2 GAL PER 20 MIN CYCLE | NO | N/A | N/A | N/A | N/A | N/A | N/A | N/A | N/A | N/A | N/A | N/A | N/A | N/A | N/A | N/A | N/A | N/A | N/A | N/A | N/A | N/A | N/A | N/A | NO | YES | NO | 2017-06-24 | Mr. Steam Price Book 2017 | N/A
400C1ATSQPN | GENERATOR PACKAGE | iTempo Generator Package | ACTIVE (ECOM) | 9kW Steam Bath Generator with iTempo AutoFlush Square Package in Polished Nickel | 767931191275 | 00767931191275 | POLISHED NICKEL | eSeries 9kW Steam Bath Generator at 240V with iTempo Square Control Polished Nickel with matching AromaSteam SteamHead, and AutoFlush. For generator models MS90E to MSSUPER6E. | 4275 | 2992.5 | 2019-04-01 | Yes | 38 | 18 | 24 | 24 | 18 x 24 x 24 | 38 | 18 | 24 | 24 | 18 x 24 x 24 | eSeries Generators are crafted from recyclable stainless steel and assembled with meticulous attention to detail. Designed, engineered and assembled in Long Island City, NY to the most exacting standards, our generators are clean, green, virtually silent, and ultra-efficient. | Free from defects in materials and craftsmanship for its lifetime. MrSteam will repair or replace (at its option) a Generator which fails to conform to this warranty | Installs in areas such as a cabinet, closet, under a sealed bench or in an insulated attic | Exclusive micro processor operating system is the brains of our intelligent steam generator | Easily install spa therapy accessories or components such as AromaTherapy, ChromaTherapy, Steamlinx, and more | LED indicators to help you troubleshoot any connection and maintenance challenges | Naturally corrosion resistant, 100 percent recyclable stainless steel inside and out | Designed to save water and energy. Uses less than two gallons of water vs 40 gallons for an ordinary bath | 60 minute automatic cutoff, low voltage board, designed for easy access safe service | US and Canadian UL listed, and CE and NOM certified for unsurpassed quality and safety | Reliable, industrial grade, and the industries largest copper heating element heats fast and is easy to remove and service | 9 | 9000 | 240 | 38 | YES | 8 | N/A | 103867; 103990-60; MSTS; STEAMLINX | N/A | N/A | https://cdn.intelligencebank.com/us/share/B3R/KeX0/21y6/original/steam-logo-white.jpg | http://public2.intelligencebank.com/e2c56f829e1e5d82347c365bf31980f6/ded1181f7eac47893b542acab7586130/400C1ATSQPN.jpg | N/A | N/A | https://vimeo.com/58153234 | https://vimeo.com/58153232 | N/A | https://vimeo.com/66350508 | http://prodrep.mrsteam.com/DocumentResources/d1f0ef4a-aa86-4f9f-b8e4-ceba8ace31f3.pdf | http://prodrep.mrsteam.com/DocumentResources/0468ef5a-0b97-439b-8fad-c2c296d89e6f.pdf | http://prodrep.mrsteam.com/DocumentResources/278f8bd4-e4dd-4dc6-bbf8-9b48e09be4aa.pdf | 1419293 | N/A | UNITED STATES | http://prodrep.mrsteam.com/DocumentResources/7fbb39fd-1c69-485a-8ade-2da95fdf4576.pdf | 72 HOURS | http://prodrep.mrsteam.com/DocumentResources/0e9b7d91-2a0a-478d-9425-797faf20a8e4.pdf | http://prodrep.mrsteam.com/DocumentResources/6446cb4f-5f9a-433c-9c0a-111dab242cb3.pdf | http://prodrep.mrsteam.com/DocumentResources/fb82c221-da8d-4d90-ae1e-66670ba7542f.pdf | NO | Plastic; Metal; Stainless Steel | UL Listed; cUL Listed | YES | N/A | YES | NO | YES | NO | NO | 60 MIN | 120 °F | Wall-Mount or Floor-Mount | NO | 1; EA | NO | NO | NO | NO | PESTICIDE/AEROSOL: NO | CHEMICAL/SOLVENT: NO | Lead: No Mercury: No Silver: No Cadmium: No Chromium: No Barium: No Arsenic: No Selenium: No | PARCEL | 70 | N/A | N/A | RIGHT | 1/2 NPT | 1/2 NPT & 3/8 NPT | 0 PSI | NPT | N/A | ELECTRIC | 226 - 360 CU. FT. | N/A | 1.2 GAL PER 20 MIN CYCLE | NO | N/A | N/A | N/A | N/A | N/A | N/A | N/A | N/A | N/A | N/A | N/A | N/A | N/A | N/A | N/A | N/A | N/A | N/A | N/A | N/A | N/A | N/A | N/A | NO | YES | NO | 2017-06-24 | Mr. Steam Price Book 2017 | N/A
400C1ATSQSB | GENERATOR PACKAGE | iTempo Generator Package | ACTIVE (ECOM) | 9kW Steam Bath Generator with iTempo AutoFlush Square Package in Satin Brass | 767931911507 | 00767931911507 | SATIN BRASS | eSeries 9kW Steam Bath Generator at 240V with iTempo Square Control Satin Brass with matching AromaSteam SteamHead, and AutoFlush. For generator models MS90E to MSSUPER6E. | 4275 | 2992.5 | 2019-04-01 | Yes | 38 | 18 | 24 | 24 | 18 x 24 x 24 | 38 | 18 | 24 | 24 | 18 x 24 x 24 | eSeries Generators are crafted from recyclable stainless steel and assembled with meticulous attention to detail. Designed, engineered and assembled in Long Island City, NY to the most exacting standards, our generators are clean, green, virtually silent, and ultra-efficient. | Free from defects in materials and craftsmanship for its lifetime. MrSteam will repair or replace (at its option) a Generator which fails to conform to this warranty | Installs in areas such as a cabinet, closet, under a sealed bench or in an insulated attic | Exclusive micro processor operating system is the brains of our intelligent steam generator | Easily install spa therapy accessories or components such as AromaTherapy, ChromaTherapy, Steamlinx, and more | LED indicators to help you troubleshoot any connection and maintenance challenges | Naturally corrosion resistant, 100 percent recyclable stainless steel inside and out | Designed to save water and energy. Uses less than two gallons of water vs 40 gallons for an ordinary bath | 60 minute automatic cutoff, low voltage board, designed for easy access safe service | US and Canadian UL listed, and CE and NOM certified for unsurpassed quality and safety | Reliable, industrial grade, and the industries largest copper heating element heats fast and is easy to remove and service | 9 | 9000 | 240 | 38 | YES | 8 | N/A | 103867; 103990-60; MSTS; STEAMLINX | N/A | N/A | https://cdn.intelligencebank.com/us/share/B3R/KeX0/21y6/original/steam-logo-white.jpg |  | N/A | N/A | https://vimeo.com/58153234 | https://vimeo.com/58153232 | N/A | https://vimeo.com/66350508 | http://prodrep.mrsteam.com/DocumentResources/d1f0ef4a-aa86-4f9f-b8e4-ceba8ace31f3.pdf | http://prodrep.mrsteam.com/DocumentResources/0468ef5a-0b97-439b-8fad-c2c296d89e6f.pdf | http://prodrep.mrsteam.com/DocumentResources/278f8bd4-e4dd-4dc6-bbf8-9b48e09be4aa.pdf | 1419293 | N/A | UNITED STATES | http://prodrep.mrsteam.com/DocumentResources/7fbb39fd-1c69-485a-8ade-2da95fdf4576.pdf | 72 HOURS | http://prodrep.mrsteam.com/DocumentResources/0e9b7d91-2a0a-478d-9425-797faf20a8e4.pdf | http://prodrep.mrsteam.com/DocumentResources/6446cb4f-5f9a-433c-9c0a-111dab242cb3.pdf | http://prodrep.mrsteam.com/DocumentResources/fb82c221-da8d-4d90-ae1e-66670ba7542f.pdf | NO | Plastic; Metal; Stainless Steel | UL Listed; cUL Listed | YES | N/A | YES | NO | YES | NO | NO | 60 MIN | 120 °F | Wall-Mount or Floor-Mount | NO | 1; EA | NO | NO | NO | NO | PESTICIDE/AEROSOL: NO | CHEMICAL/SOLVENT: NO | Lead: No Mercury: No Silver: No Cadmium: No Chromium: No Barium: No Arsenic: No Selenium: No | PARCEL | 70 | N/A | N/A | RIGHT | 1/2 NPT | 1/2 NPT & 3/8 NPT | 0 PSI | NPT | N/A | ELECTRIC | 226 - 360 CU. FT. | N/A | 1.2 GAL PER 20 MIN CYCLE | NO | N/A | N/A | N/A | N/A | N/A | N/A | N/A | N/A | N/A | N/A | N/A | N/A | N/A | N/A | N/A | N/A | N/A | N/A | N/A | N/A | N/A | N/A | N/A | NO | YES | NO | 2017-06-24 | Mr. Steam Price Book 2017 | N/A
90C1AI3BK | GENERATOR PACKAGE | iSteam Generator Package | ACTIVE (ECOM) | 5kW Steam Bath Generator with iSteam3 AutoFlush Package in Black | 767931911187 | 00767931911187 | BLACK | eSeries 5kW Steam Bath Generator at 240V with iSteam® 3 Touch Screen Control in Black with matching AromaSteam iSteam SteamHead, and AutoFlush. For generator models MS90E to MSSUPER6E. | 3925 | 2747.5 | 2019-04-01 | Yes | 41 | 18 | 24 | 24 | 18 x 24 x 24 | 41 | 18 | 24 | 24 | 18 x 24 x 24 | eSeries Generators are crafted from recyclable stainless steel and assembled with meticulous attention to detail. Designed, engineered and assembled in Long Island City, NY to the most exacting standards, our generators are clean, green, virtually silent, and ultra-efficient. | Free from defects in materials and craftsmanship for its lifetime. MrSteam will repair or replace (at its option) a Generator which fails to conform to this warranty | Installs in areas such as a cabinet, closet, under a sealed bench or in an insulated attic | Exclusive micro processor operating system is the brains of our intelligent steam generator | Easily install spa therapy accessories or components such as AromaTherapy, ChromaTherapy, Steamlinx, and more | LED indicators to help you troubleshoot any connection and maintenance challenges | Naturally corrosion resistant, 100 percent recyclable stainless steel inside and out | Designed to save water and energy. Uses less than two gallons of water vs 40 gallons for an ordinary bath | 60 minute automatic cutoff, low voltage board, designed for easy access safe service | US and Canadian UL listed, and CE and NOM certified for unsurpassed quality and safety | Reliable, industrial grade, and the industries largest copper heating element heats fast and is easy to remove and service | 5 | 5000 | 240 | 21 | YES | 10 | N/A | 103867; 104117-60; MSTS; STEAMLINX | N/A | N/A | https://cdn.intelligencebank.com/us/share/B3R/KeX0/21y6/original/steam-logo-white.jpg | http://public2.intelligencebank.com/e2c56f829e1e5d82347c365bf31980f6/81490514b0e5ae8456b1ea85a54406c6/90C1AI3BK.jpg | N/A | N/A | https://vimeo.com/58153234 | https://vimeo.com/58153232 | N/A | https://vimeo.com/81504512 | http://prodrep.mrsteam.com/DocumentResources/d1f0ef4a-aa86-4f9f-b8e4-ceba8ace31f3.pdf | http://prodrep.mrsteam.com/DocumentResources/0468ef5a-0b97-439b-8fad-c2c296d89e6f.pdf | http://prodrep.mrsteam.com/DocumentResources/278f8bd4-e4dd-4dc6-bbf8-9b48e09be4aa.pdf | 1419293 | N/A | UNITED STATES | http://prodrep.mrsteam.com/DocumentResources/7fbb39fd-1c69-485a-8ade-2da95fdf4576.pdf | 72 HOURS | http://prodrep.mrsteam.com/DocumentResources/0e9b7d91-2a0a-478d-9425-797faf20a8e4.pdf | http://prodrep.mrsteam.com/DocumentResources/6446cb4f-5f9a-433c-9c0a-111dab242cb3.pdf | http://prodrep.mrsteam.com/DocumentResources/fb82c221-da8d-4d90-ae1e-66670ba7542f.pdf | NO | Plastic; Metal; Stainless Steel | UL Listed; cUL Listed | YES | N/A | YES | NO | YES | NO | NO | 60 MIN | 120 °F | Wall-Mount or Floor-Mount | NO | 1; EA | NO | NO | NO | NO | PESTICIDE/AEROSOL: NO | CHEMICAL/SOLVENT: NO | Lead: No Mercury: No Silver: No Cadmium: No Chromium: No Barium: No Arsenic: No Selenium: No | PARCEL | 70 | N/A | N/A | RIGHT | 1/2 NPT | 1/2 NPT & 3/8 NPT | 0 PSI | NPT | N/A | ELECTRIC | UP TO 100 CU. FT. | N/A | 0.67 GAL PER 20 MIN CYCLE | NO | N/A | N/A | N/A | N/A | N/A | N/A | N/A | N/A | N/A | N/A | N/A | N/A | N/A | N/A | N/A | N/A | N/A | N/A | N/A | N/A | N/A | N/A | N/A | NO | YES | NO | 2017-06-24 | Mr. Steam Price Book 2017 | N/A
90C1AI3WH | GENERATOR PACKAGE | iSteam Generator Package | ACTIVE (ECOM) | 5kW Steam Bath Generator with iSteam3 AutoFlush Package in White | 767931911194 | 00767931911194 | WHITE | eSeries 5kW Steam Bath Generator at 240V with iSteam® 3 Touch Screen Control in White with matching AromaSteam iSteam SteamHead, and AutoFlush. For generator models MS90E to MSSUPER6E. | 3925 | 2747.5 | 2019-04-01 | Yes | 41 | 18 | 24 | 24 | 18 x 24 x 24 | 41 | 18 | 24 | 24 | 18 x 24 x 24 | eSeries Generators are crafted from recyclable stainless steel and assembled with meticulous attention to detail. Designed, engineered and assembled in Long Island City, NY to the most exacting standards, our generators are clean, green, virtually silent, and ultra-efficient. | Free from defects in materials and craftsmanship for its lifetime. MrSteam will repair or replace (at its option) a Generator which fails to conform to this warranty | Installs in areas such as a cabinet, closet, under a sealed bench or in an insulated attic | Exclusive micro processor operating system is the brains of our intelligent steam generator | Easily install spa therapy accessories or components such as AromaTherapy, ChromaTherapy, Steamlinx, and more | LED indicators to help you troubleshoot any connection and maintenance challenges | Naturally corrosion resistant, 100 percent recyclable stainless steel inside and out | Designed to save water and energy. Uses less than two gallons of water vs 40 gallons for an ordinary bath | 60 minute automatic cutoff, low voltage board, designed for easy access safe service | US and Canadian UL listed, and CE and NOM certified for unsurpassed quality and safety | Reliable, industrial grade, and the industries largest copper heating element heats fast and is easy to remove and service | 5 | 5000 | 240 | 21 | YES | 10 | N/A | 103867; 104117-60; MSTS; STEAMLINX | N/A | N/A | https://cdn.intelligencebank.com/us/share/B3R/KeX0/21y6/original/steam-logo-white.jpg | http://public2.intelligencebank.com/e2c56f829e1e5d82347c365bf31980f6/ce62667c4fb0b290b8d587f7369e6ab7/90C1AI3WH.jpg | N/A | N/A | https://vimeo.com/58153234 | https://vimeo.com/58153232 | N/A | https://vimeo.com/81504512 | http://prodrep.mrsteam.com/DocumentResources/d1f0ef4a-aa86-4f9f-b8e4-ceba8ace31f3.pdf | http://prodrep.mrsteam.com/DocumentResources/0468ef5a-0b97-439b-8fad-c2c296d89e6f.pdf | http://prodrep.mrsteam.com/DocumentResources/278f8bd4-e4dd-4dc6-bbf8-9b48e09be4aa.pdf | 1419293 | N/A | UNITED STATES | http://prodrep.mrsteam.com/DocumentResources/7fbb39fd-1c69-485a-8ade-2da95fdf4576.pdf | 72 HOURS | http://prodrep.mrsteam.com/DocumentResources/0e9b7d91-2a0a-478d-9425-797faf20a8e4.pdf | http://prodrep.mrsteam.com/DocumentResources/6446cb4f-5f9a-433c-9c0a-111dab242cb3.pdf | http://prodrep.mrsteam.com/DocumentResources/fb82c221-da8d-4d90-ae1e-66670ba7542f.pdf | NO | Plastic; Metal; Stainless Steel | UL Listed; cUL Listed | YES | N/A | YES | NO | YES | NO | NO | 60 MIN | 120 °F | Wall-Mount or Floor-Mount | NO | 1; EA | NO | NO | NO | NO | PESTICIDE/AEROSOL: NO | CHEMICAL/SOLVENT: NO | Lead: No Mercury: No Silver: No Cadmium: No Chromium: No Barium: No Arsenic: No Selenium: No | PARCEL | 70 | N/A | N/A | RIGHT | 1/2 NPT | 1/2 NPT & 3/8 NPT | 0 PSI | NPT | N/A | ELECTRIC | UP TO 100 CU. FT. | N/A | 0.67 GAL PER 20 MIN CYCLE | NO | N/A | N/A | N/A | N/A | N/A | N/A | N/A | N/A | N/A | N/A | N/A | N/A | N/A | N/A | N/A | N/A | N/A | N/A | N/A | N/A | N/A | N/A | N/A | NO | YES | NO | 2017-06-24 | Mr. Steam Price Book 2017 | N/A
90C1ATRDBN | GENERATOR PACKAGE | iTempo Generator Package | ACTIVE (ECOM) | 5kW Steam Bath Generator with iTempo AutoFlush Round Package in Brushed Nickel | 767931190742 | 00767931190742 | BRUSHED NICKEL | eSeries 5kW Steam Bath Generator at 240V with iTempo Round Control Brushed Nickel with matching AromaSteam SteamHead, and AutoFlush. For generator models MS90E to MSSUPER6E. | 3325 | 2327.5 | 2019-04-01 | Yes | 38 | 18 | 24 | 24 | 18 x 24 x 24 | 38 | 18 | 24 | 24 | 18 x 24 x 24 | eSeries Generators are crafted from recyclable stainless steel and assembled with meticulous attention to detail. Designed, engineered and assembled in Long Island City, NY to the most exacting standards, our generators are clean, green, virtually silent, and ultra-efficient. | Free from defects in materials and craftsmanship for its lifetime. MrSteam will repair or replace (at its option) a Generator which fails to conform to this warranty | Installs in areas such as a cabinet, closet, under a sealed bench or in an insulated attic | Exclusive micro processor operating system is the brains of our intelligent steam generator | Easily install spa therapy accessories or components such as AromaTherapy, ChromaTherapy, Steamlinx, and more | LED indicators to help you troubleshoot any connection and maintenance challenges | Naturally corrosion resistant, 100 percent recyclable stainless steel inside and out | Designed to save water and energy. Uses less than two gallons of water vs 40 gallons for an ordinary bath | 60 minute automatic cutoff, low voltage board, designed for easy access safe service | US and Canadian UL listed, and CE and NOM certified for unsurpassed quality and safety | Reliable, industrial grade, and the industries largest copper heating element heats fast and is easy to remove and service | 5 | 5000 | 240 | 21 | YES | 10 | N/A | 103867; 103990-60; MSTS; STEAMLINX | N/A | N/A | https://cdn.intelligencebank.com/us/share/B3R/KeX0/21y6/original/steam-logo-white.jpg | http://public2.intelligencebank.com/e2c56f829e1e5d82347c365bf31980f6/68a8bec5643b44a22912206a1ebd0ec0/90C1ATRDBN.jpg | N/A | N/A | https://vimeo.com/58153234 | https://vimeo.com/58153232 | N/A | https://vimeo.com/66350508 | http://prodrep.mrsteam.com/DocumentResources/d1f0ef4a-aa86-4f9f-b8e4-ceba8ace31f3.pdf | http://prodrep.mrsteam.com/DocumentResources/0468ef5a-0b97-439b-8fad-c2c296d89e6f.pdf | http://prodrep.mrsteam.com/DocumentResources/278f8bd4-e4dd-4dc6-bbf8-9b48e09be4aa.pdf | 1419293 | N/A | UNITED STATES | http://prodrep.mrsteam.com/DocumentResources/7fbb39fd-1c69-485a-8ade-2da95fdf4576.pdf | 72 HOURS | http://prodrep.mrsteam.com/DocumentResources/0e9b7d91-2a0a-478d-9425-797faf20a8e4.pdf | http://prodrep.mrsteam.com/DocumentResources/6446cb4f-5f9a-433c-9c0a-111dab242cb3.pdf | http://prodrep.mrsteam.com/DocumentResources/fb82c221-da8d-4d90-ae1e-66670ba7542f.pdf | NO | Plastic; Metal; Stainless Steel | UL Listed; cUL Listed | YES | N/A | YES | NO | YES | NO | NO | 60 MIN | 120 °F | Wall-Mount or Floor-Mount | NO | 1; EA | NO | NO | NO | NO | PESTICIDE/AEROSOL: NO | CHEMICAL/SOLVENT: NO | Lead: No Mercury: No Silver: No Cadmium: No Chromium: No Barium: No Arsenic: No Selenium: No | PARCEL | 70 | N/A | N/A | RIGHT | 1/2 NPT | 1/2 NPT & 3/8 NPT | 0 PSI | NPT | N/A | ELECTRIC | UP TO 100 CU. FT. | N/A | 0.67 GAL PER 20 MIN CYCLE | NO | N/A | N/A | N/A | N/A | N/A | N/A | N/A | N/A | N/A | N/A | N/A | N/A | N/A | N/A | N/A | N/A | N/A | N/A | N/A | N/A | N/A | N/A | N/A | NO | YES | NO | 2017-06-24 | Mr. Steam Price Book 2017 | N/A
90C1ATRDORB | GENERATOR PACKAGE | iTempo Generator Package | ACTIVE (ECOM) | 5kW Steam Bath Generator with iTempo AutoFlush Round Package in Oil Rubbed Bronze | 767931190766 | 00767931190766 | OIL RUBBED BRONZE | eSeries 5kW Steam Bath Generator at 240V with iTempo Round Control Oil Rubbed Bronze with matching AromaSteam SteamHead, and AutoFlush. For generator models MS90E to MSSUPER6E. | 3325 | 2327.5 | 2019-04-01 | Yes | 38 | 18 | 24 | 24 | 18 x 24 x 24 | 38 | 18 | 24 | 24 | 18 x 24 x 24 | eSeries Generators are crafted from recyclable stainless steel and assembled with meticulous attention to detail. Designed, engineered and assembled in Long Island City, NY to the most exacting standards, our generators are clean, green, virtually silent, and ultra-efficient. | Free from defects in materials and craftsmanship for its lifetime. MrSteam will repair or replace (at its option) a Generator which fails to conform to this warranty | Installs in areas such as a cabinet, closet, under a sealed bench or in an insulated attic | Exclusive micro processor operating system is the brains of our intelligent steam generator | Easily install spa therapy accessories or components such as AromaTherapy, ChromaTherapy, Steamlinx, and more | LED indicators to help you troubleshoot any connection and maintenance challenges | Naturally corrosion resistant, 100 percent recyclable stainless steel inside and out | Designed to save water and energy. Uses less than two gallons of water vs 40 gallons for an ordinary bath | 60 minute automatic cutoff, low voltage board, designed for easy access safe service | US and Canadian UL listed, and CE and NOM certified for unsurpassed quality and safety | Reliable, industrial grade, and the industries largest copper heating element heats fast and is easy to remove and service | 5 | 5000 | 240 | 21 | YES | 10 | N/A | 103867; 103990-60; MSTS; STEAMLINX | N/A | N/A | https://cdn.intelligencebank.com/us/share/B3R/KeX0/21y6/original/steam-logo-white.jpg | http://public2.intelligencebank.com/e2c56f829e1e5d82347c365bf31980f6/532bf235f8d92f0ae24bafc8910b5d86/90C1ATRDORB.jpg | N/A | N/A | https://vimeo.com/58153234 | https://vimeo.com/58153232 | N/A | https://vimeo.com/66350508 | http://prodrep.mrsteam.com/DocumentResources/d1f0ef4a-aa86-4f9f-b8e4-ceba8ace31f3.pdf | http://prodrep.mrsteam.com/DocumentResources/0468ef5a-0b97-439b-8fad-c2c296d89e6f.pdf | http://prodrep.mrsteam.com/DocumentResources/278f8bd4-e4dd-4dc6-bbf8-9b48e09be4aa.pdf | 1419293 | N/A | UNITED STATES | http://prodrep.mrsteam.com/DocumentResources/7fbb39fd-1c69-485a-8ade-2da95fdf4576.pdf | 72 HOURS | http://prodrep.mrsteam.com/DocumentResources/0e9b7d91-2a0a-478d-9425-797faf20a8e4.pdf | http://prodrep.mrsteam.com/DocumentResources/6446cb4f-5f9a-433c-9c0a-111dab242cb3.pdf | http://prodrep.mrsteam.com/DocumentResources/fb82c221-da8d-4d90-ae1e-66670ba7542f.pdf | NO | Plastic; Metal; Stainless Steel | UL Listed; cUL Listed | YES | N/A | YES | NO | YES | NO | NO | 60 MIN | 120 °F | Wall-Mount or Floor-Mount | NO | 1; EA | NO | NO | NO | NO | PESTICIDE/AEROSOL: NO | CHEMICAL/SOLVENT: NO | Lead: No Mercury: No Silver: No Cadmium: No Chromium: No Barium: No Arsenic: No Selenium: No | PARCEL | 70 | N/A | N/A | RIGHT | 1/2 NPT | 1/2 NPT & 3/8 NPT | 0 PSI | NPT | N/A | ELECTRIC | UP TO 100 CU. FT. | N/A | 0.67 GAL PER 20 MIN CYCLE | NO | N/A | N/A | N/A | N/A | N/A | N/A | N/A | N/A | N/A | N/A | N/A | N/A | N/A | N/A | N/A | N/A | N/A | N/A | N/A | N/A | N/A | N/A | N/A | NO | YES | NO | 2017-06-24 | Mr. Steam Price Book 2017 | N/A
90C1ATRDPC | GENERATOR PACKAGE | iTempo Generator Package | ACTIVE (ECOM) | 5kW Steam Bath Generator with iTempo AutoFlush Round Package in Polished Chrome | 767931190735 | 00767931190735 | POLISHED CHROME | eSeries 5kW Steam Bath Generator at 240V with iTempo Round Control Polished Chrome with matching AromaSteam SteamHead, and AutoFlush. For generator models MS90E to MSSUPER6E. | 3225 | 2257.5 | 2019-04-01 | Yes | 38 | 18 | 24 | 24 | 18 x 24 x 24 | 38 | 18 | 24 | 24 | 18 x 24 x 24 | eSeries Generators are crafted from recyclable stainless steel and assembled with meticulous attention to detail. Designed, engineered and assembled in Long Island City, NY to the most exacting standards, our generators are clean, green, virtually silent, and ultra-efficient. | Free from defects in materials and craftsmanship for its lifetime. MrSteam will repair or replace (at its option) a Generator which fails to conform to this warranty | Installs in areas such as a cabinet, closet, under a sealed bench or in an insulated attic | Exclusive micro processor operating system is the brains of our intelligent steam generator | Easily install spa therapy accessories or components such as AromaTherapy, ChromaTherapy, Steamlinx, and more | LED indicators to help you troubleshoot any connection and maintenance challenges | Naturally corrosion resistant, 100 percent recyclable stainless steel inside and out | Designed to save water and energy. Uses less than two gallons of water vs 40 gallons for an ordinary bath | 60 minute automatic cutoff, low voltage board, designed for easy access safe service | US and Canadian UL listed, and CE and NOM certified for unsurpassed quality and safety | Reliable, industrial grade, and the industries largest copper heating element heats fast and is easy to remove and service | 5 | 5000 | 240 | 21 | YES | 10 | N/A | 103867; 103990-60; MSTS; STEAMLINX | N/A | N/A | https://cdn.intelligencebank.com/us/share/B3R/KeX0/21y6/original/steam-logo-white.jpg | http://public2.intelligencebank.com/e2c56f829e1e5d82347c365bf31980f6/17aca2eb5438d2d0d68efe1519bffd72/90C1ATRDPC.jpg | N/A | N/A | https://vimeo.com/58153234 | https://vimeo.com/58153232 | N/A | https://vimeo.com/66350508 | http://prodrep.mrsteam.com/DocumentResources/d1f0ef4a-aa86-4f9f-b8e4-ceba8ace31f3.pdf | http://prodrep.mrsteam.com/DocumentResources/0468ef5a-0b97-439b-8fad-c2c296d89e6f.pdf | http://prodrep.mrsteam.com/DocumentResources/278f8bd4-e4dd-4dc6-bbf8-9b48e09be4aa.pdf | 1419293 | N/A | UNITED STATES | http://prodrep.mrsteam.com/DocumentResources/7fbb39fd-1c69-485a-8ade-2da95fdf4576.pdf | 72 HOURS | http://prodrep.mrsteam.com/DocumentResources/0e9b7d91-2a0a-478d-9425-797faf20a8e4.pdf | http://prodrep.mrsteam.com/DocumentResources/6446cb4f-5f9a-433c-9c0a-111dab242cb3.pdf | http://prodrep.mrsteam.com/DocumentResources/fb82c221-da8d-4d90-ae1e-66670ba7542f.pdf | NO | Plastic; Metal; Stainless Steel | UL Listed; cUL Listed | YES | N/A | YES | NO | YES | NO | NO | 60 MIN | 120 °F | Wall-Mount or Floor-Mount | NO | 1; EA | NO | NO | NO | NO | PESTICIDE/AEROSOL: NO | CHEMICAL/SOLVENT: NO | Lead: No Mercury: No Silver: No Cadmium: No Chromium: No Barium: No Arsenic: No Selenium: No | PARCEL | 70 | N/A | N/A | RIGHT | 1/2 NPT | 1/2 NPT & 3/8 NPT | 0 PSI | NPT | N/A | ELECTRIC | UP TO 100 CU. FT. | N/A | 0.67 GAL PER 20 MIN CYCLE | NO | N/A | N/A | N/A | N/A | N/A | N/A | N/A | N/A | N/A | N/A | N/A | N/A | N/A | N/A | N/A | N/A | N/A | N/A | N/A | N/A | N/A | N/A | N/A | NO | YES | NO | 2017-06-24 | Mr. Steam Price Book 2017 | N/A
90C1ATRDPN | GENERATOR PACKAGE | iTempo Generator Package | ACTIVE (ECOM) | 5kW Steam Bath Generator with iTempo AutoFlush Round Package in Polished Nickel | 767931190759 | 00767931190759 | POLISHED NICKEL | eSeries 5kW Steam Bath Generator at 240V with iTempo Round Control Polished Nickel with matching AromaSteam SteamHead, and AutoFlush. For generator models MS90E to MSSUPER6E. | 3325 | 2327.5 | 2019-04-01 | Yes | 38 | 18 | 24 | 24 | 18 x 24 x 24 | 38 | 18 | 24 | 24 | 18 x 24 x 24 | eSeries Generators are crafted from recyclable stainless steel and assembled with meticulous attention to detail. Designed, engineered and assembled in Long Island City, NY to the most exacting standards, our generators are clean, green, virtually silent, and ultra-efficient. | Free from defects in materials and craftsmanship for its lifetime. MrSteam will repair or replace (at its option) a Generator which fails to conform to this warranty | Installs in areas such as a cabinet, closet, under a sealed bench or in an insulated attic | Exclusive micro processor operating system is the brains of our intelligent steam generator | Easily install spa therapy accessories or components such as AromaTherapy, ChromaTherapy, Steamlinx, and more | LED indicators to help you troubleshoot any connection and maintenance challenges | Naturally corrosion resistant, 100 percent recyclable stainless steel inside and out | Designed to save water and energy. Uses less than two gallons of water vs 40 gallons for an ordinary bath | 60 minute automatic cutoff, low voltage board, designed for easy access safe service | US and Canadian UL listed, and CE and NOM certified for unsurpassed quality and safety | Reliable, industrial grade, and the industries largest copper heating element heats fast and is easy to remove and service | 5 | 5000 | 240 | 21 | YES | 10 | N/A | 103867; 103990-60; MSTS; STEAMLINX | N/A | N/A | https://cdn.intelligencebank.com/us/share/B3R/KeX0/21y6/original/steam-logo-white.jpg | http://public2.intelligencebank.com/e2c56f829e1e5d82347c365bf31980f6/edfa825201be28057b2d516c7bab15fe/90C1ATRDPN.jpg | N/A | N/A | https://vimeo.com/58153234 | https://vimeo.com/58153232 | N/A | https://vimeo.com/66350508 | http://prodrep.mrsteam.com/DocumentResources/d1f0ef4a-aa86-4f9f-b8e4-ceba8ace31f3.pdf | http://prodrep.mrsteam.com/DocumentResources/0468ef5a-0b97-439b-8fad-c2c296d89e6f.pdf | http://prodrep.mrsteam.com/DocumentResources/278f8bd4-e4dd-4dc6-bbf8-9b48e09be4aa.pdf | 1419293 | N/A | UNITED STATES | http://prodrep.mrsteam.com/DocumentResources/7fbb39fd-1c69-485a-8ade-2da95fdf4576.pdf | 72 HOURS | http://prodrep.mrsteam.com/DocumentResources/0e9b7d91-2a0a-478d-9425-797faf20a8e4.pdf | http://prodrep.mrsteam.com/DocumentResources/6446cb4f-5f9a-433c-9c0a-111dab242cb3.pdf | http://prodrep.mrsteam.com/DocumentResources/fb82c221-da8d-4d90-ae1e-66670ba7542f.pdf | NO | Plastic; Metal; Stainless Steel | UL Listed; cUL Listed | YES | N/A | YES | NO | YES | NO | NO | 60 MIN | 120 °F | Wall-Mount or Floor-Mount | NO | 1; EA | NO | NO | NO | NO | PESTICIDE/AEROSOL: NO | CHEMICAL/SOLVENT: NO | Lead: No Mercury: No Silver: No Cadmium: No Chromium: No Barium: No Arsenic: No Selenium: No | PARCEL | 70 | N/A | N/A | RIGHT | 1/2 NPT | 1/2 NPT & 3/8 NPT | 0 PSI | NPT | N/A | ELECTRIC | UP TO 100 CU. FT. | N/A | 0.67 GAL PER 20 MIN CYCLE | NO | N/A | N/A | N/A | N/A | N/A | N/A | N/A | N/A | N/A | N/A | N/A | N/A | N/A | N/A | N/A | N/A | N/A | N/A | N/A | N/A | N/A | N/A | N/A | NO | YES | NO | 2017-06-24 | Mr. Steam Price Book 2017 | N/A
90C1ATSQBN | GENERATOR PACKAGE | iTempo Generator Package | ACTIVE (ECOM) | 5kW Steam Bath Generator with iTempo AutoFlush Square Package in Brushed Nickel | 767931191145 | 00767931191145 | BRUSHED NICKEL | eSeries 5kW Steam Bath Generator at 240V with iTempo Square Control Brushed Nickel with matching AromaSteam SteamHead, and AutoFlush. For generator models MS90E to MSSUPER6E. | 3325 | 2327.5 | 2019-04-01 | Yes | 38 | 18 | 24 | 24 | 18 x 24 x 24 | 38 | 18 | 24 | 24 | 18 x 24 x 24 | eSeries Generators are crafted from recyclable stainless steel and assembled with meticulous attention to detail. Designed, engineered and assembled in Long Island City, NY to the most exacting standards, our generators are clean, green, virtually silent, and ultra-efficient. | Free from defects in materials and craftsmanship for its lifetime. MrSteam will repair or replace (at its option) a Generator which fails to conform to this warranty | Installs in areas such as a cabinet, closet, under a sealed bench or in an insulated attic | Exclusive micro processor operating system is the brains of our intelligent steam generator | Easily install spa therapy accessories or components such as AromaTherapy, ChromaTherapy, Steamlinx, and more | LED indicators to help you troubleshoot any connection and maintenance challenges | Naturally corrosion resistant, 100 percent recyclable stainless steel inside and out | Designed to save water and energy. Uses less than two gallons of water vs 40 gallons for an ordinary bath | 60 minute automatic cutoff, low voltage board, designed for easy access safe service | US and Canadian UL listed, and CE and NOM certified for unsurpassed quality and safety | Reliable, industrial grade, and the industries largest copper heating element heats fast and is easy to remove and service | 5 | 5000 | 240 | 21 | YES | 10 | N/A | 103867; 103990-60; MSTS; STEAMLINX | N/A | N/A | https://cdn.intelligencebank.com/us/share/B3R/KeX0/21y6/original/steam-logo-white.jpg | http://public2.intelligencebank.com/e2c56f829e1e5d82347c365bf31980f6/cbdcc4aec4edeb4fe6b03c2053cf78cc/90C1ATSQBN.jpg | N/A | N/A | https://vimeo.com/58153234 | https://vimeo.com/58153232 | N/A | https://vimeo.com/66350508 | http://prodrep.mrsteam.com/DocumentResources/d1f0ef4a-aa86-4f9f-b8e4-ceba8ace31f3.pdf | http://prodrep.mrsteam.com/DocumentResources/0468ef5a-0b97-439b-8fad-c2c296d89e6f.pdf | http://prodrep.mrsteam.com/DocumentResources/278f8bd4-e4dd-4dc6-bbf8-9b48e09be4aa.pdf | 1419293 | N/A | UNITED STATES | http://prodrep.mrsteam.com/DocumentResources/7fbb39fd-1c69-485a-8ade-2da95fdf4576.pdf | 72 HOURS | http://prodrep.mrsteam.com/DocumentResources/0e9b7d91-2a0a-478d-9425-797faf20a8e4.pdf | http://prodrep.mrsteam.com/DocumentResources/6446cb4f-5f9a-433c-9c0a-111dab242cb3.pdf | http://prodrep.mrsteam.com/DocumentResources/fb82c221-da8d-4d90-ae1e-66670ba7542f.pdf | NO | Plastic; Metal; Stainless Steel | UL Listed; cUL Listed | YES | N/A | YES | NO | YES | NO | NO | 60 MIN | 120 °F | Wall-Mount or Floor-Mount | NO | 1; EA | NO | NO | NO | NO | PESTICIDE/AEROSOL: NO | CHEMICAL/SOLVENT: NO | Lead: No Mercury: No Silver: No Cadmium: No Chromium: No Barium: No Arsenic: No Selenium: No | PARCEL | 70 | N/A | N/A | RIGHT | 1/2 NPT | 1/2 NPT & 3/8 NPT | 0 PSI | NPT | N/A | ELECTRIC | UP TO 100 CU. FT. | N/A | 0.67 GAL PER 20 MIN CYCLE | NO | N/A | N/A | N/A | N/A | N/A | N/A | N/A | N/A | N/A | N/A | N/A | N/A | N/A | N/A | N/A | N/A | N/A | N/A | N/A | N/A | N/A | N/A | N/A | NO | YES | NO | 2017-06-24 | Mr. Steam Price Book 2017 | N/A
90C1ATSQORB | GENERATOR PACKAGE | iTempo Generator Package | ACTIVE (ECOM) | 5kW Steam Bath Generator with iTempo AutoFlush Square Package in Oil Rubbed Bronze | 767931191169 | 00767931191169 | OIL RUBBED BRONZE | eSeries 5kW Steam Bath Generator at 240V with iTempo Square Control Oil Rubbed Bronze with matching AromaSteam SteamHead, and AutoFlush. For generator models MS90E to MSSUPER6E. | 3325 | 2327.5 | 2019-04-01 | Yes | 38 | 18 | 24 | 24 | 18 x 24 x 24 | 38 | 18 | 24 | 24 | 18 x 24 x 24 | eSeries Generators are crafted from recyclable stainless steel and assembled with meticulous attention to detail. Designed, engineered and assembled in Long Island City, NY to the most exacting standards, our generators are clean, green, virtually silent, and ultra-efficient. | Free from defects in materials and craftsmanship for its lifetime. MrSteam will repair or replace (at its option) a Generator which fails to conform to this warranty | Installs in areas such as a cabinet, closet, under a sealed bench or in an insulated attic | Exclusive micro processor operating system is the brains of our intelligent steam generator | Easily install spa therapy accessories or components such as AromaTherapy, ChromaTherapy, Steamlinx, and more | LED indicators to help you troubleshoot any connection and maintenance challenges | Naturally corrosion resistant, 100 percent recyclable stainless steel inside and out | Designed to save water and energy. Uses less than two gallons of water vs 40 gallons for an ordinary bath | 60 minute automatic cutoff, low voltage board, designed for easy access safe service | US and Canadian UL listed, and CE and NOM certified for unsurpassed quality and safety | Reliable, industrial grade, and the industries largest copper heating element heats fast and is easy to remove and service | 5 | 5000 | 240 | 21 | YES | 10 | N/A | 103867; 103990-60; MSTS; STEAMLINX | N/A | N/A | https://cdn.intelligencebank.com/us/share/B3R/KeX0/21y6/original/steam-logo-white.jpg | http://public2.intelligencebank.com/e2c56f829e1e5d82347c365bf31980f6/de7a4ddf668471cbe95a4ec0f12b2bf4/90C1ATSQORB.jpg | N/A | N/A | https://vimeo.com/58153234 | https://vimeo.com/58153232 | N/A | https://vimeo.com/66350508 | http://prodrep.mrsteam.com/DocumentResources/d1f0ef4a-aa86-4f9f-b8e4-ceba8ace31f3.pdf | http://prodrep.mrsteam.com/DocumentResources/0468ef5a-0b97-439b-8fad-c2c296d89e6f.pdf | http://prodrep.mrsteam.com/DocumentResources/278f8bd4-e4dd-4dc6-bbf8-9b48e09be4aa.pdf | 1419293 | N/A | UNITED STATES | http://prodrep.mrsteam.com/DocumentResources/7fbb39fd-1c69-485a-8ade-2da95fdf4576.pdf | 72 HOURS | http://prodrep.mrsteam.com/DocumentResources/0e9b7d91-2a0a-478d-9425-797faf20a8e4.pdf | http://prodrep.mrsteam.com/DocumentResources/6446cb4f-5f9a-433c-9c0a-111dab242cb3.pdf | http://prodrep.mrsteam.com/DocumentResources/fb82c221-da8d-4d90-ae1e-66670ba7542f.pdf | NO | Plastic; Metal; Stainless Steel | UL Listed; cUL Listed | YES | N/A | YES | NO | YES | NO | NO | 60 MIN | 120 °F | Wall-Mount or Floor-Mount | NO | 1; EA | NO | NO | NO | NO | PESTICIDE/AEROSOL: NO | CHEMICAL/SOLVENT: NO | Lead: No Mercury: No Silver: No Cadmium: No Chromium: No Barium: No Arsenic: No Selenium: No | PARCEL | 70 | N/A | N/A | RIGHT | 1/2 NPT | 1/2 NPT & 3/8 NPT | 0 PSI | NPT | N/A | ELECTRIC | UP TO 100 CU. FT. | N/A | 0.67 GAL PER 20 MIN CYCLE | NO | N/A | N/A | N/A | N/A | N/A | N/A | N/A | N/A | N/A | N/A | N/A | N/A | N/A | N/A | N/A | N/A | N/A | N/A | N/A | N/A | N/A | N/A | N/A | NO | YES | NO | 2017-06-24 | Mr. Steam Price Book 2017 | N/A
90C1ATSQPC | GENERATOR PACKAGE | iTempo Generator Package | ACTIVE (ECOM) | 5kW Steam Bath Generator with iTempo AutoFlush Square Package in Polished Chrome | 767931191138 | 00767931191138 | POLISHED CHROME | eSeries 5kW Steam Bath Generator at 240V with iTempo Square Control Polished Chrome with matching AromaSteam SteamHead, and AutoFlush. For generator models MS90E to MSSUPER6E. | 3225 | 2257.5 | 2019-04-01 | Yes | 38 | 18 | 24 | 24 | 18 x 24 x 24 | 38 | 18 | 24 | 24 | 18 x 24 x 24 | eSeries Generators are crafted from recyclable stainless steel and assembled with meticulous attention to detail. Designed, engineered and assembled in Long Island City, NY to the most exacting standards, our generators are clean, green, virtually silent, and ultra-efficient. | Free from defects in materials and craftsmanship for its lifetime. MrSteam will repair or replace (at its option) a Generator which fails to conform to this warranty | Installs in areas such as a cabinet, closet, under a sealed bench or in an insulated attic | Exclusive micro processor operating system is the brains of our intelligent steam generator | Easily install spa therapy accessories or components such as AromaTherapy, ChromaTherapy, Steamlinx, and more | LED indicators to help you troubleshoot any connection and maintenance challenges | Naturally corrosion resistant, 100 percent recyclable stainless steel inside and out | Designed to save water and energy. Uses less than two gallons of water vs 40 gallons for an ordinary bath | 60 minute automatic cutoff, low voltage board, designed for easy access safe service | US and Canadian UL listed, and CE and NOM certified for unsurpassed quality and safety | Reliable, industrial grade, and the industries largest copper heating element heats fast and is easy to remove and service | 5 | 5000 | 240 | 21 | YES | 10 | N/A | 103867; 103990-60; MSTS; STEAMLINX | N/A | N/A | https://cdn.intelligencebank.com/us/share/B3R/KeX0/21y6/original/steam-logo-white.jpg | http://public2.intelligencebank.com/e2c56f829e1e5d82347c365bf31980f6/8d1f643783e6e589429067aada4da5ca/90C1ATSQPC.jpg | N/A | N/A | https://vimeo.com/58153234 | https://vimeo.com/58153232 | N/A | https://vimeo.com/66350508 | http://prodrep.mrsteam.com/DocumentResources/d1f0ef4a-aa86-4f9f-b8e4-ceba8ace31f3.pdf | http://prodrep.mrsteam.com/DocumentResources/0468ef5a-0b97-439b-8fad-c2c296d89e6f.pdf | http://prodrep.mrsteam.com/DocumentResources/278f8bd4-e4dd-4dc6-bbf8-9b48e09be4aa.pdf | 1419293 | N/A | UNITED STATES | http://prodrep.mrsteam.com/DocumentResources/7fbb39fd-1c69-485a-8ade-2da95fdf4576.pdf | 72 HOURS | http://prodrep.mrsteam.com/DocumentResources/0e9b7d91-2a0a-478d-9425-797faf20a8e4.pdf | http://prodrep.mrsteam.com/DocumentResources/6446cb4f-5f9a-433c-9c0a-111dab242cb3.pdf | http://prodrep.mrsteam.com/DocumentResources/fb82c221-da8d-4d90-ae1e-66670ba7542f.pdf | NO | Plastic; Metal; Stainless Steel | UL Listed; cUL Listed | YES | N/A | YES | NO | YES | NO | NO | 60 MIN | 120 °F | Wall-Mount or Floor-Mount | NO | 1; EA | NO | NO | NO | NO | PESTICIDE/AEROSOL: NO | CHEMICAL/SOLVENT: NO | Lead: No Mercury: No Silver: No Cadmium: No Chromium: No Barium: No Arsenic: No Selenium: No | PARCEL | 70 | N/A | N/A | RIGHT | 1/2 NPT | 1/2 NPT & 3/8 NPT | 0 PSI | NPT | N/A | ELECTRIC | UP TO 100 CU. FT. | N/A | 0.67 GAL PER 20 MIN CYCLE | NO | N/A | N/A | N/A | N/A | N/A | N/A | N/A | N/A | N/A | N/A | N/A | N/A | N/A | N/A | N/A | N/A | N/A | N/A | N/A | N/A | N/A | N/A | N/A | NO | YES | NO | 2017-06-24 | Mr. Steam Price Book 2017 | N/A
90C1ATSQPN | GENERATOR PACKAGE | iTempo Generator Package | ACTIVE (ECOM) | 5kW Steam Bath Generator with iTempo AutoFlush Square Package in Polished Nickel | 767931191152 | 00767931191152 | POLISHED NICKEL | eSeries 5kW Steam Bath Generator at 240V with iTempo Square Control Polished Nickel with matching AromaSteam SteamHead, and AutoFlush. For generator models MS90E to MSSUPER6E. | 3325 | 2327.5 | 2019-04-01 | Yes | 38 | 18 | 24 | 24 | 18 x 24 x 24 | 38 | 18 | 24 | 24 | 18 x 24 x 24 | eSeries Generators are crafted from recyclable stainless steel and assembled with meticulous attention to detail. Designed, engineered and assembled in Long Island City, NY to the most exacting standards, our generators are clean, green, virtually silent, and ultra-efficient. | Free from defects in materials and craftsmanship for its lifetime. MrSteam will repair or replace (at its option) a Generator which fails to conform to this warranty | Installs in areas such as a cabinet, closet, under a sealed bench or in an insulated attic | Exclusive micro processor operating system is the brains of our intelligent steam generator | Easily install spa therapy accessories or components such as AromaTherapy, ChromaTherapy, Steamlinx, and more | LED indicators to help you troubleshoot any connection and maintenance challenges | Naturally corrosion resistant, 100 percent recyclable stainless steel inside and out | Designed to save water and energy. Uses less than two gallons of water vs 40 gallons for an ordinary bath | 60 minute automatic cutoff, low voltage board, designed for easy access safe service | US and Canadian UL listed, and CE and NOM certified for unsurpassed quality and safety | Reliable, industrial grade, and the industries largest copper heating element heats fast and is easy to remove and service | 5 | 5000 | 240 | 21 | YES | 10 | N/A | 103867; 103990-60; MSTS; STEAMLINX | N/A | N/A | https://cdn.intelligencebank.com/us/share/B3R/KeX0/21y6/original/steam-logo-white.jpg | http://public2.intelligencebank.com/e2c56f829e1e5d82347c365bf31980f6/53e3ad9122fe77c812c3182d74c06069/90C1ATSQPN.jpg | N/A | N/A | https://vimeo.com/58153234 | https://vimeo.com/58153232 | N/A | https://vimeo.com/66350508 | http://prodrep.mrsteam.com/DocumentResources/d1f0ef4a-aa86-4f9f-b8e4-ceba8ace31f3.pdf | http://prodrep.mrsteam.com/DocumentResources/0468ef5a-0b97-439b-8fad-c2c296d89e6f.pdf | http://prodrep.mrsteam.com/DocumentResources/278f8bd4-e4dd-4dc6-bbf8-9b48e09be4aa.pdf | 1419293 | N/A | UNITED STATES | http://prodrep.mrsteam.com/DocumentResources/7fbb39fd-1c69-485a-8ade-2da95fdf4576.pdf | 72 HOURS | http://prodrep.mrsteam.com/DocumentResources/0e9b7d91-2a0a-478d-9425-797faf20a8e4.pdf | http://prodrep.mrsteam.com/DocumentResources/6446cb4f-5f9a-433c-9c0a-111dab242cb3.pdf | http://prodrep.mrsteam.com/DocumentResources/fb82c221-da8d-4d90-ae1e-66670ba7542f.pdf | NO | Plastic; Metal; Stainless Steel | UL Listed; cUL Listed | YES | N/A | YES | NO | YES | NO | NO | 60 MIN | 120 °F | Wall-Mount or Floor-Mount | NO | 1; EA | NO | NO | NO | NO | PESTICIDE/AEROSOL: NO | CHEMICAL/SOLVENT: NO | Lead: No Mercury: No Silver: No Cadmium: No Chromium: No Barium: No Arsenic: No Selenium: No | PARCEL | 70 | N/A | N/A | RIGHT | 1/2 NPT | 1/2 NPT & 3/8 NPT | 0 PSI | NPT | N/A | ELECTRIC | UP TO 100 CU. FT. | N/A | 0.67 GAL PER 20 MIN CYCLE | NO | N/A | N/A | N/A | N/A | N/A | N/A | N/A | N/A | N/A | N/A | N/A | N/A | N/A | N/A | N/A | N/A | N/A | N/A | N/A | N/A | N/A | N/A | N/A | NO | YES | NO | 2017-06-24 | Mr. Steam Price Book 2017 | N/A
ABUTLER1B-BB | CONTROL PACKAGE | AirButler | ACTIVE (ECOM) | AirButler Package Black Brushed Bronze | 767931904592 | 00767931904592 | BRUSHED BRONZE | AirButler Package includes: (1) AirTempo™ Control Surface mount in Black (1) Matching AirTempo SteamHead (1) SteamLinx (1) AutoFlush® (1) Condensation Pan. For generator models MS90E to MSSUPER3E | 2350 | 1645 | 2019-04-01 | Yes | 14 | 28 | 13 | 11 | 28 x 13 x 11 | 14 | 28 | 13 | 11 | 28 x 13 x 11 | We're here to help you build a personal oasis. But you wanted that oasis to be wireless. So we engineered a steam shower control that gives you an unmatched experience along with the convenience of a remote control. With no wires and no hassle, you're free to get lost in your steam shower retreat. | Not tethered by cables. You can use the control up to 60 feet away from the generator | Transform your senses with optional Chromatic Lighting & Aromatic Infusers | Quickly responds to user's touch inputs and reverts to sleep mode automatically when left idle while maintaining the set temperature | Create profiles for custom settings for temperature, time and more | Mount to nearly any hard surface or flush to the wall using a Flush Mount Kit | No need to run wires, great solution for covering a hole left by an old steam shower control |  |  |  |  | N/A | N/A | N/A | N/A | NO | N/A | All eSeries Generators | 104232RD-BB; 104232SQ-BB; MSTS | N/A | N/A | https://cdn.intelligencebank.com/us/share/B3R/KeX0/21y6/original/steam-logo-white.jpg | http://public2.intelligencebank.com/e2c56f829e1e5d82347c365bf31980f6/5a5efdb65cb70c505c39028385e281c6/ABUTLER1B-BB.jpg | N/A | N/A | https://vimeo.com/58153234 | https://vimeo.com/58153232 | https://vimeo.com/261136871 | N/A | http://prodrep.mrsteam.com/DocumentResources/d1f0ef4a-aa86-4f9f-b8e4-ceba8ace31f3.pdf | N/A | http://prodrep.mrsteam.com/DocumentResources/278f8bd4-e4dd-4dc6-bbf8-9b48e09be4aa.pdf | 1418919 | N/A | UNITED STATES | http://prodrep.mrsteam.com/DocumentResources/d6a61c17-60ee-4efc-b1ec-4fa4cb6c55b8.pdf | 72 HOURS | http://prodrep.mrsteam.com/DocumentResources/87dca122-a38e-4002-9255-81ceb75eb37b.pdf | http://prodrep.mrsteam.com/DocumentResources/2b385c38-a39d-4289-93a8-c5cb9d805052.pdf | http://prodrep.mrsteam.com/DocumentResources/fb82c221-da8d-4d90-ae1e-66670ba7542f.pdf | NO | Plastic; Metal | N/A | YES | N/A | YES | NO | YES | YES | YES | N/A | N/A | Wall-Mount | NO | 1; EA | NO | NO | NO | NO | PESTICIDE/AEROSOL: NO | CHEMICAL/SOLVENT: NO | Lead: No Mercury: No Silver: No Cadmium: No Chromium: No Barium: No Arsenic: No Selenium: No | PARCEL | 70 | N/A | N/A | N/A | N/A | N/A | N/A | N/A | N/A | N/A | N/A | N/A | N/A | NO | N/A | N/A | N/A | N/A | N/A | N/A | N/A | N/A | N/A | N/A | N/A | N/A | N/A | N/A | N/A | N/A | N/A | N/A | N/A | N/A | N/A | N/A | N/A | NO | NO | NO | 2017-06-24 | Mr. Steam Price Book 2017 | 2
ABUTLER1B-BN | CONTROL PACKAGE | AirButler | ACTIVE (ECOM) | AirButler Package Black Brushed Nickel | 767931904561 | 00767931904561 | BRUSHED NICKEL | AirButler Package includes: (1) AirTempo™ Control Surface mount in Black (1) Matching AirTempo SteamHead (1) SteamLinx (1) AutoFlush® (1) Condensation Pan. For generator models MS90E to MSSUPER3E | 2350 | 1645 | 2019-04-01 | Yes | 14 | 28 | 13 | 11 | 28 x 13 x 11 | 14 | 28 | 13 | 11 | 28 x 13 x 11 | We're here to help you build a personal oasis. But you wanted that oasis to be wireless. So we engineered a steam shower control that gives you an unmatched experience along with the convenience of a remote control. With no wires and no hassle, you're free to get lost in your steam shower retreat. | Not tethered by cables. You can use the control up to 60 feet away from the generator | Transform your senses with optional Chromatic Lighting & Aromatic Infusers | Quickly responds to user's touch inputs and reverts to sleep mode automatically when left idle while maintaining the set temperature | Create profiles for custom settings for temperature, time and more | Mount to nearly any hard surface or flush to the wall using a Flush Mount Kit | No need to run wires, great solution for covering a hole left by an old steam shower control |  |  |  |  | N/A | N/A | N/A | N/A | NO | N/A | All eSeries Generators | 104232RD-BN; 104232SQ-BN; MSTS | N/A | N/A | https://cdn.intelligencebank.com/us/share/B3R/KeX0/21y6/original/steam-logo-white.jpg | http://public2.intelligencebank.com/e2c56f829e1e5d82347c365bf31980f6/9ea274497ea12961cad1be3e397fe0a6/ABUTLER1B-BN.jpg | N/A | N/A | https://vimeo.com/58153234 | https://vimeo.com/58153232 | https://vimeo.com/261136871 | N/A | http://prodrep.mrsteam.com/DocumentResources/d1f0ef4a-aa86-4f9f-b8e4-ceba8ace31f3.pdf | N/A | http://prodrep.mrsteam.com/DocumentResources/278f8bd4-e4dd-4dc6-bbf8-9b48e09be4aa.pdf | 1418919 | N/A | UNITED STATES | http://prodrep.mrsteam.com/DocumentResources/d6a61c17-60ee-4efc-b1ec-4fa4cb6c55b8.pdf | 72 HOURS | http://prodrep.mrsteam.com/DocumentResources/87dca122-a38e-4002-9255-81ceb75eb37b.pdf | http://prodrep.mrsteam.com/DocumentResources/2b385c38-a39d-4289-93a8-c5cb9d805052.pdf | http://prodrep.mrsteam.com/DocumentResources/fb82c221-da8d-4d90-ae1e-66670ba7542f.pdf | NO | Plastic; Metal | N/A | YES | N/A | YES | NO | YES | YES | YES | N/A | N/A | Wall-Mount | NO | 1; EA | NO | NO | NO | NO | PESTICIDE/AEROSOL: NO | CHEMICAL/SOLVENT: NO | Lead: No Mercury: No Silver: No Cadmium: No Chromium: No Barium: No Arsenic: No Selenium: No | PARCEL | 70 | N/A | N/A | N/A | N/A | N/A | N/A | N/A | N/A | N/A | N/A | N/A | N/A | NO | N/A | N/A | N/A | N/A | N/A | N/A | N/A | N/A | N/A | N/A | N/A | N/A | N/A | N/A | N/A | N/A | N/A | N/A | N/A | N/A | N/A | N/A | N/A | NO | NO | NO | 2017-06-24 | Mr. Steam Price Book 2017 | 2
ABUTLER1B-OR | CONTROL PACKAGE | AirButler | ACTIVE (ECOM) | AirButler Package Black Oil Rubbed Bronze | 767931904585 | 00767931904585 | OIL RUBBED BRONZE | AirButler Package includes: (1) AirTempo™ Control Surface mount in Black (1) Matching AirTempo SteamHead (1) SteamLinx (1) AutoFlush® (1) Condensation Pan. For generator models MS90E to MSSUPER3E | 2350 | 1645 | 2019-04-01 | Yes | 14 | 28 | 13 | 11 | 28 x 13 x 11 | 14 | 28 | 13 | 11 | 28 x 13 x 11 | We're here to help you build a personal oasis. But you wanted that oasis to be wireless. So we engineered a steam shower control that gives you an unmatched experience along with the convenience of a remote control. With no wires and no hassle, you're free to get lost in your steam shower retreat. | Not tethered by cables. You can use the control up to 60 feet away from the generator | Transform your senses with optional Chromatic Lighting & Aromatic Infusers | Quickly responds to user's touch inputs and reverts to sleep mode automatically when left idle while maintaining the set temperature | Create profiles for custom settings for temperature, time and more | Mount to nearly any hard surface or flush to the wall using a Flush Mount Kit | No need to run wires, great solution for covering a hole left by an old steam shower control |  |  |  |  | N/A | N/A | N/A | N/A | NO | N/A | All eSeries Generators | 104232RD-OR; 104232SQ-OR; MSTS | N/A | N/A | https://cdn.intelligencebank.com/us/share/B3R/KeX0/21y6/original/steam-logo-white.jpg | http://public2.intelligencebank.com/e2c56f829e1e5d82347c365bf31980f6/bd349ad6ca6ffff16a82198201f5b9a2/ABUTLER1B-OR.jpg | N/A | N/A | https://vimeo.com/58153234 | https://vimeo.com/58153232 | https://vimeo.com/261136871 | N/A | http://prodrep.mrsteam.com/DocumentResources/d1f0ef4a-aa86-4f9f-b8e4-ceba8ace31f3.pdf | N/A | http://prodrep.mrsteam.com/DocumentResources/278f8bd4-e4dd-4dc6-bbf8-9b48e09be4aa.pdf | 1418919 | N/A | UNITED STATES | http://prodrep.mrsteam.com/DocumentResources/d6a61c17-60ee-4efc-b1ec-4fa4cb6c55b8.pdf | 72 HOURS | http://prodrep.mrsteam.com/DocumentResources/87dca122-a38e-4002-9255-81ceb75eb37b.pdf | http://prodrep.mrsteam.com/DocumentResources/2b385c38-a39d-4289-93a8-c5cb9d805052.pdf | http://prodrep.mrsteam.com/DocumentResources/fb82c221-da8d-4d90-ae1e-66670ba7542f.pdf | NO | Plastic; Metal | N/A | YES | N/A | YES | NO | YES | YES | YES | N/A | N/A | Wall-Mount | NO | 1; EA | NO | NO | NO | NO | PESTICIDE/AEROSOL: NO | CHEMICAL/SOLVENT: NO | Lead: No Mercury: No Silver: No Cadmium: No Chromium: No Barium: No Arsenic: No Selenium: No | PARCEL | 70 | N/A | N/A | N/A | N/A | N/A | N/A | N/A | N/A | N/A | N/A | N/A | N/A | NO | N/A | N/A | N/A | N/A | N/A | N/A | N/A | N/A | N/A | N/A | N/A | N/A | N/A | N/A | N/A | N/A | N/A | N/A | N/A | N/A | N/A | N/A | N/A | NO | NO | NO | 2017-06-24 | Mr. Steam Price Book 2017 | 2
ABUTLER1B-PB | CONTROL PACKAGE | AirButler | ACTIVE (ECOM) | AirButler Package Black Polished Brass | 767931904608 | 00767931904608 | POLISHED BRASS | AirButler Package includes: (1) AirTempo™ Control Surface mount in Black (1) Matching AirTempo SteamHead (1) SteamLinx (1) AutoFlush® (1) Condensation Pan. For generator models MS90E to MSSUPER3E | 2350 | 1645 | 2019-04-01 | Yes | 14 | 28 | 13 | 11 | 28 x 13 x 11 | 14 | 28 | 13 | 11 | 28 x 13 x 11 | We're here to help you build a personal oasis. But you wanted that oasis to be wireless. So we engineered a steam shower control that gives you an unmatched experience along with the convenience of a remote control. With no wires and no hassle, you're free to get lost in your steam shower retreat. | Not tethered by cables. You can use the control up to 60 feet away from the generator | Transform your senses with optional Chromatic Lighting & Aromatic Infusers | Quickly responds to user's touch inputs and reverts to sleep mode automatically when left idle while maintaining the set temperature | Create profiles for custom settings for temperature, time and more | Mount to nearly any hard surface or flush to the wall using a Flush Mount Kit | No need to run wires, great solution for covering a hole left by an old steam shower control |  |  |  |  | N/A | N/A | N/A | N/A | NO | N/A | All eSeries Generators | 104232RD-PB; 104232SQ-PB; MSTS | N/A | N/A | https://cdn.intelligencebank.com/us/share/B3R/KeX0/21y6/original/steam-logo-white.jpg | http://public2.intelligencebank.com/e2c56f829e1e5d82347c365bf31980f6/a51a232ce6ea9486994b818651071312/ABUTLER1B-PB.jpg | N/A | N/A | https://vimeo.com/58153234 | https://vimeo.com/58153232 | https://vimeo.com/261136871 | N/A | http://prodrep.mrsteam.com/DocumentResources/d1f0ef4a-aa86-4f9f-b8e4-ceba8ace31f3.pdf | N/A | http://prodrep.mrsteam.com/DocumentResources/278f8bd4-e4dd-4dc6-bbf8-9b48e09be4aa.pdf | 1418919 | N/A | UNITED STATES | http://prodrep.mrsteam.com/DocumentResources/d6a61c17-60ee-4efc-b1ec-4fa4cb6c55b8.pdf | 72 HOURS | http://prodrep.mrsteam.com/DocumentResources/87dca122-a38e-4002-9255-81ceb75eb37b.pdf | http://prodrep.mrsteam.com/DocumentResources/2b385c38-a39d-4289-93a8-c5cb9d805052.pdf | http://prodrep.mrsteam.com/DocumentResources/fb82c221-da8d-4d90-ae1e-66670ba7542f.pdf | NO | Plastic; Metal | N/A | YES | N/A | YES | NO | YES | YES | YES | N/A | N/A | Wall-Mount | NO | 1; EA | NO | NO | NO | NO | PESTICIDE/AEROSOL: NO | CHEMICAL/SOLVENT: NO | Lead: No Mercury: No Silver: No Cadmium: No Chromium: No Barium: No Arsenic: No Selenium: No | PARCEL | 70 | N/A | N/A | N/A | N/A | N/A | N/A | N/A | N/A | N/A | N/A | N/A | N/A | NO | N/A | N/A | N/A | N/A | N/A | N/A | N/A | N/A | N/A | N/A | N/A | N/A | N/A | N/A | N/A | N/A | N/A | N/A | N/A | N/A | N/A | N/A | N/A | NO | NO | NO | 2017-06-24 | Mr. Steam Price Book 2017 | 2
ABUTLER1B-PC | CONTROL PACKAGE | AirButler | ACTIVE (ECOM) | AirButler Package Black Polished Chrome | 767931904554 | 00767931904554 | POLISHED CHROME | AirButler Package includes: (1) AirTempo™ Control Surface mount in Black (1) Matching AirTempo SteamHead (1) SteamLinx (1) AutoFlush® (1) Condensation Pan. For generator models MS90E to MSSUPER3E | 2250 | 1575 | 2019-04-01 | Yes | 14 | 28 | 13 | 11 | 28 x 13 x 11 | 14 | 28 | 13 | 11 | 28 x 13 x 11 | We're here to help you build a personal oasis. But you wanted that oasis to be wireless. So we engineered a steam shower control that gives you an unmatched experience along with the convenience of a remote control. With no wires and no hassle, you're free to get lost in your steam shower retreat. | Not tethered by cables. You can use the control up to 60 feet away from the generator | Transform your senses with optional Chromatic Lighting & Aromatic Infusers | Quickly responds to user's touch inputs and reverts to sleep mode automatically when left idle while maintaining the set temperature | Create profiles for custom settings for temperature, time and more | Mount to nearly any hard surface or flush to the wall using a Flush Mount Kit | No need to run wires, great solution for covering a hole left by an old steam shower control |  |  |  |  | N/A | N/A | N/A | N/A | NO | N/A | All eSeries Generators | 104232RD-PC; 104232SQ-PC; MSTS | N/A | N/A | https://cdn.intelligencebank.com/us/share/B3R/KeX0/21y6/original/steam-logo-white.jpg | http://public2.intelligencebank.com/e2c56f829e1e5d82347c365bf31980f6/b6a027190b392452427d1a4184aff402/ABUTLER1B-PC.jpg | N/A | N/A | https://vimeo.com/58153234 | https://vimeo.com/58153232 | https://vimeo.com/261136871 | N/A | http://prodrep.mrsteam.com/DocumentResources/d1f0ef4a-aa86-4f9f-b8e4-ceba8ace31f3.pdf | N/A | http://prodrep.mrsteam.com/DocumentResources/278f8bd4-e4dd-4dc6-bbf8-9b48e09be4aa.pdf | 1418919 | N/A | UNITED STATES | http://prodrep.mrsteam.com/DocumentResources/d6a61c17-60ee-4efc-b1ec-4fa4cb6c55b8.pdf | 72 HOURS | http://prodrep.mrsteam.com/DocumentResources/87dca122-a38e-4002-9255-81ceb75eb37b.pdf | http://prodrep.mrsteam.com/DocumentResources/2b385c38-a39d-4289-93a8-c5cb9d805052.pdf | http://prodrep.mrsteam.com/DocumentResources/fb82c221-da8d-4d90-ae1e-66670ba7542f.pdf | NO | Plastic; Metal | N/A | YES | N/A | YES | NO | YES | YES | YES | N/A | N/A | Wall-Mount | NO | 1; EA | NO | NO | NO | NO | PESTICIDE/AEROSOL: NO | CHEMICAL/SOLVENT: NO | Lead: No Mercury: No Silver: No Cadmium: No Chromium: No Barium: No Arsenic: No Selenium: No | PARCEL | 70 | N/A | N/A | N/A | N/A | N/A | N/A | N/A | N/A | N/A | N/A | N/A | N/A | NO | N/A | N/A | N/A | N/A | N/A | N/A | N/A | N/A | N/A | N/A | N/A | N/A | N/A | N/A | N/A | N/A | N/A | N/A | N/A | N/A | N/A | N/A | N/A | NO | NO | NO | 2017-06-24 | Mr. Steam Price Book 2017 | 2
ABUTLER1B-PN | CONTROL PACKAGE | AirButler | ACTIVE (ECOM) | AirButler Package Black Polished Nickel | 767931904578 | 00767931904578 | POLISHED NICKEL | AirButler Package includes: (1) AirTempo™ Control Surface mount in Black (1) Matching AirTempo SteamHead (1) SteamLinx (1) AutoFlush® (1) Condensation Pan. For generator models MS90E to MSSUPER3E | 2350 | 1645 | 2019-04-01 | Yes | 14 | 28 | 13 | 11 | 28 x 13 x 11 | 14 | 28 | 13 | 11 | 28 x 13 x 11 | We're here to help you build a personal oasis. But you wanted that oasis to be wireless. So we engineered a steam shower control that gives you an unmatched experience along with the convenience of a remote control. With no wires and no hassle, you're free to get lost in your steam shower retreat. | Not tethered by cables. You can use the control up to 60 feet away from the generator | Transform your senses with optional Chromatic Lighting & Aromatic Infusers | Quickly responds to user's touch inputs and reverts to sleep mode automatically when left idle while maintaining the set temperature | Create profiles for custom settings for temperature, time and more | Mount to nearly any hard surface or flush to the wall using a Flush Mount Kit | No need to run wires, great solution for covering a hole left by an old steam shower control |  |  |  |  | N/A | N/A | N/A | N/A | NO | N/A | All eSeries Generators | 104232RD-PN; 104232SQ-PN; MSTS | N/A | N/A | https://cdn.intelligencebank.com/us/share/B3R/KeX0/21y6/original/steam-logo-white.jpg | http://public2.intelligencebank.com/e2c56f829e1e5d82347c365bf31980f6/0b4ef77f666b8be2ad8b8cc5a569b6e3/ABUTLER1B-PN.jpg | N/A | N/A | https://vimeo.com/58153234 | https://vimeo.com/58153232 | https://vimeo.com/261136871 | N/A | http://prodrep.mrsteam.com/DocumentResources/d1f0ef4a-aa86-4f9f-b8e4-ceba8ace31f3.pdf | N/A | http://prodrep.mrsteam.com/DocumentResources/278f8bd4-e4dd-4dc6-bbf8-9b48e09be4aa.pdf | 1418919 | N/A | UNITED STATES | http://prodrep.mrsteam.com/DocumentResources/d6a61c17-60ee-4efc-b1ec-4fa4cb6c55b8.pdf | 72 HOURS | http://prodrep.mrsteam.com/DocumentResources/87dca122-a38e-4002-9255-81ceb75eb37b.pdf | http://prodrep.mrsteam.com/DocumentResources/2b385c38-a39d-4289-93a8-c5cb9d805052.pdf | http://prodrep.mrsteam.com/DocumentResources/fb82c221-da8d-4d90-ae1e-66670ba7542f.pdf | NO | Plastic; Metal | N/A | YES | N/A | YES | NO | YES | YES | YES | N/A | N/A | Wall-Mount | NO | 1; EA | NO | NO | NO | NO | PESTICIDE/AEROSOL: NO | CHEMICAL/SOLVENT: NO | Lead: No Mercury: No Silver: No Cadmium: No Chromium: No Barium: No Arsenic: No Selenium: No | PARCEL | 70 | N/A | N/A | N/A | N/A | N/A | N/A | N/A | N/A | N/A | N/A | N/A | N/A | NO | N/A | N/A | N/A | N/A | N/A | N/A | N/A | N/A | N/A | N/A | N/A | N/A | N/A | N/A | N/A | N/A | N/A | N/A | N/A | N/A | N/A | N/A | N/A | NO | NO | NO | 2017-06-24 | Mr. Steam Price Book 2017 | 2
ABUTLER1B-SB | CONTROL PACKAGE | AirButler | ACTIVE (ECOM) | AirButler Package Black Satin Brass | 767931910746 | 00767931910746 | SATIN BRASS | AirButler Package includes: (1) AirTempo™ Control Surface mount in Black (1) Matching AirTempo SteamHead (1) SteamLinx (1) AutoFlush® (1) Condensation Pan. For generator models MS90E to MSSUPER3E | 2350 | 1645 | 2019-04-01 | Yes | 14 | 28 | 13 | 11 | 28 x 13 x 11 | 14 | 28 | 13 | 11 | 28 x 13 x 11 | We're here to help you build a personal oasis. But you wanted that oasis to be wireless. So we engineered a steam shower control that gives you an unmatched experience along with the convenience of a remote control. With no wires and no hassle, you're free to get lost in your steam shower retreat. | Not tethered by cables. You can use the control up to 60 feet away from the generator | Transform your senses with optional Chromatic Lighting & Aromatic Infusers | Quickly responds to user's touch inputs and reverts to sleep mode automatically when left idle while maintaining the set temperature | Create profiles for custom settings for temperature, time and more | Mount to nearly any hard surface or flush to the wall using a Flush Mount Kit | No need to run wires, great solution for covering a hole left by an old steam shower control |  |  |  |  | N/A | N/A | N/A | N/A | NO | N/A | All eSeries Generators | 104232RD-SB; 104232SQ-SB; MSTS | N/A | N/A | https://cdn.intelligencebank.com/us/share/B3R/KeX0/21y6/original/steam-logo-white.jpg | http://public2.intelligencebank.com/e2c56f829e1e5d82347c365bf31980f6/bee67402433e7d5cb52408ba36ff3567/ABUTLER1B-SB.jpg | N/A | N/A | https://vimeo.com/58153234 | https://vimeo.com/58153232 | https://vimeo.com/261136871 | N/A | http://prodrep.mrsteam.com/DocumentResources/d1f0ef4a-aa86-4f9f-b8e4-ceba8ace31f3.pdf | N/A | http://prodrep.mrsteam.com/DocumentResources/278f8bd4-e4dd-4dc6-bbf8-9b48e09be4aa.pdf | 1418919 | N/A | UNITED STATES | http://prodrep.mrsteam.com/DocumentResources/d6a61c17-60ee-4efc-b1ec-4fa4cb6c55b8.pdf | 72 HOURS | http://prodrep.mrsteam.com/DocumentResources/87dca122-a38e-4002-9255-81ceb75eb37b.pdf | http://prodrep.mrsteam.com/DocumentResources/2b385c38-a39d-4289-93a8-c5cb9d805052.pdf | http://prodrep.mrsteam.com/DocumentResources/fb82c221-da8d-4d90-ae1e-66670ba7542f.pdf | NO | Plastic; Metal | N/A | YES | N/A | YES | NO | YES | YES | YES | N/A | N/A | Wall-Mount | NO | 1; EA | NO | NO | NO | NO | PESTICIDE/AEROSOL: NO | CHEMICAL/SOLVENT: NO | Lead: No Mercury: No Silver: No Cadmium: No Chromium: No Barium: No Arsenic: No Selenium: No | PARCEL | 70 | N/A | N/A | N/A | N/A | N/A | N/A | N/A | N/A | N/A | N/A | N/A | N/A | NO | N/A | N/A | N/A | N/A | N/A | N/A | N/A | N/A | N/A | N/A | N/A | N/A | N/A | N/A | N/A | N/A | N/A | N/A | N/A | N/A | N/A | N/A | N/A | NO | NO | NO | 2017-06-24 | Mr. Steam Price Book 2017 | 2
ABUTLER1W-BB | CONTROL PACKAGE | AirButler | ACTIVE (ECOM) | AirButler Package White Brushed Bronze | 767931904462 | 00767931904462 | BRUSHED BRONZE | AirButler Package includes: (1) AirTempo™ Control Surface mount in White (1) Matching AirTempo SteamHead (1) SteamLinx (1) AutoFlush® (1) Condensation Pan. For generator models MS90E to MSSUPER3E | 2350 | 1645 | 2019-04-01 | Yes | 14 | 28 | 13 | 11 | 28 x 13 x 11 | 14 | 28 | 13 | 11 | 28 x 13 x 11 | We're here to help you build a personal oasis. But you wanted that oasis to be wireless. So we engineered a steam shower control that gives you an unmatched experience along with the convenience of a remote control. With no wires and no hassle, you're free to get lost in your steam shower retreat. | Not tethered by cables. You can use the control up to 60 feet away from the generator | Transform your senses with optional Chromatic Lighting & Aromatic Infusers | Quickly responds to user's touch inputs and reverts to sleep mode automatically when left idle while maintaining the set temperature | Create profiles for custom settings for temperature, time and more | Mount to nearly any hard surface or flush to the wall using a Flush Mount Kit | No need to run wires, great solution for covering a hole left by an old steam shower control |  |  |  |  | N/A | N/A | N/A | N/A | NO | N/A | All eSeries Generators | 104232RD-BB; 104232SQ-BB; MSTS | N/A | N/A | https://cdn.intelligencebank.com/us/share/B3R/KeX0/21y6/original/steam-logo-white.jpg | http://public2.intelligencebank.com/e2c56f829e1e5d82347c365bf31980f6/efc7278df8930704d06bf6e893767731/ABUTLER1W-BB.jpg | N/A | N/A | https://vimeo.com/58153234 | https://vimeo.com/58153232 | https://vimeo.com/261136871 | N/A | http://prodrep.mrsteam.com/DocumentResources/d1f0ef4a-aa86-4f9f-b8e4-ceba8ace31f3.pdf | N/A | http://prodrep.mrsteam.com/DocumentResources/278f8bd4-e4dd-4dc6-bbf8-9b48e09be4aa.pdf | 1418919 | N/A | UNITED STATES | http://prodrep.mrsteam.com/DocumentResources/d6a61c17-60ee-4efc-b1ec-4fa4cb6c55b8.pdf | 72 HOURS | http://prodrep.mrsteam.com/DocumentResources/87dca122-a38e-4002-9255-81ceb75eb37b.pdf | http://prodrep.mrsteam.com/DocumentResources/2b385c38-a39d-4289-93a8-c5cb9d805052.pdf | http://prodrep.mrsteam.com/DocumentResources/fb82c221-da8d-4d90-ae1e-66670ba7542f.pdf | NO | Plastic; Metal | N/A | YES | N/A | YES | NO | YES | YES | YES | N/A | N/A | Wall-Mount | NO | 1; EA | NO | NO | NO | NO | PESTICIDE/AEROSOL: NO | CHEMICAL/SOLVENT: NO | Lead: No Mercury: No Silver: No Cadmium: No Chromium: No Barium: No Arsenic: No Selenium: No | PARCEL | 70 | N/A | N/A | N/A | N/A | N/A | N/A | N/A | N/A | N/A | N/A | N/A | N/A | NO | N/A | N/A | N/A | N/A | N/A | N/A | N/A | N/A | N/A | N/A | N/A | N/A | N/A | N/A | N/A | N/A | N/A | N/A | N/A | N/A | N/A | N/A | N/A | NO | NO | NO | 2017-06-24 | Mr. Steam Price Book 2017 | 2
ABUTLER1W-BN | CONTROL PACKAGE | AirButler | ACTIVE (ECOM) | AirButler Package White Brushed Nickel | 767931904448 | 00767931904448 | BRUSHED NICKEL | AirButler Package includes: (1) AirTempo™ Control Surface mount in White (1) Matching AirTempo SteamHead (1) SteamLinx (1) AutoFlush® (1) Condensation Pan. For generator models MS90E to MSSUPER3E | 2350 | 1645 | 2019-04-01 | Yes | 14 | 28 | 13 | 11 | 28 x 13 x 11 | 14 | 28 | 13 | 11 | 28 x 13 x 11 | We're here to help you build a personal oasis. But you wanted that oasis to be wireless. So we engineered a steam shower control that gives you an unmatched experience along with the convenience of a remote control. With no wires and no hassle, you're free to get lost in your steam shower retreat. | Not tethered by cables. You can use the control up to 60 feet away from the generator | Transform your senses with optional Chromatic Lighting & Aromatic Infusers | Quickly responds to user's touch inputs and reverts to sleep mode automatically when left idle while maintaining the set temperature | Create profiles for custom settings for temperature, time and more | Mount to nearly any hard surface or flush to the wall using a Flush Mount Kit | No need to run wires, great solution for covering a hole left by an old steam shower control |  |  |  |  | N/A | N/A | N/A | N/A | NO | N/A | All eSeries Generators | 104232RD-BN; 104232SQ-BN; MSTS | N/A | N/A | https://cdn.intelligencebank.com/us/share/B3R/KeX0/21y6/original/steam-logo-white.jpg | http://public2.intelligencebank.com/e2c56f829e1e5d82347c365bf31980f6/9094681be1227c7c8aaac942aa426cc1/ABUTLER1W-BN.jpg | N/A | N/A | https://vimeo.com/58153234 | https://vimeo.com/58153232 | https://vimeo.com/261136871 | N/A | http://prodrep.mrsteam.com/DocumentResources/d1f0ef4a-aa86-4f9f-b8e4-ceba8ace31f3.pdf | N/A | http://prodrep.mrsteam.com/DocumentResources/278f8bd4-e4dd-4dc6-bbf8-9b48e09be4aa.pdf | 1418919 | N/A | UNITED STATES | http://prodrep.mrsteam.com/DocumentResources/d6a61c17-60ee-4efc-b1ec-4fa4cb6c55b8.pdf | 72 HOURS | http://prodrep.mrsteam.com/DocumentResources/87dca122-a38e-4002-9255-81ceb75eb37b.pdf | http://prodrep.mrsteam.com/DocumentResources/2b385c38-a39d-4289-93a8-c5cb9d805052.pdf | http://prodrep.mrsteam.com/DocumentResources/fb82c221-da8d-4d90-ae1e-66670ba7542f.pdf | NO | Plastic; Metal | N/A | YES | N/A | YES | NO | YES | YES | YES | N/A | N/A | Wall-Mount | NO | 1; EA | NO | NO | NO | NO | PESTICIDE/AEROSOL: NO | CHEMICAL/SOLVENT: NO | Lead: No Mercury: No Silver: No Cadmium: No Chromium: No Barium: No Arsenic: No Selenium: No | PARCEL | 70 | N/A | N/A | N/A | N/A | N/A | N/A | N/A | N/A | N/A | N/A | N/A | N/A | NO | N/A | N/A | N/A | N/A | N/A | N/A | N/A | N/A | N/A | N/A | N/A | N/A | N/A | N/A | N/A | N/A | N/A | N/A | N/A | N/A | N/A | N/A | N/A | NO | NO | NO | 2017-06-24 | Mr. Steam Price Book 2017 | 2
ABUTLER1W-OR | CONTROL PACKAGE | AirButler | ACTIVE (ECOM) | AirButler Package White Oil Rubbed Bronze | 767931904455 | 00767931904455 | OIL RUBBED BRONZE | AirButler Package includes: (1) AirTempo™ Control Surface mount in White (1) Matching AirTempo SteamHead (1) SteamLinx (1) AutoFlush® (1) Condensation Pan. For generator models MS90E to MSSUPER3E | 2350 | 1645 | 2019-04-01 | Yes | 14 | 28 | 13 | 11 | 28 x 13 x 11 | 14 | 28 | 13 | 11 | 28 x 13 x 11 | We're here to help you build a personal oasis. But you wanted that oasis to be wireless. So we engineered a steam shower control that gives you an unmatched experience along with the convenience of a remote control. With no wires and no hassle, you're free to get lost in your steam shower retreat. | Not tethered by cables. You can use the control up to 60 feet away from the generator | Transform your senses with optional Chromatic Lighting & Aromatic Infusers | Quickly responds to user's touch inputs and reverts to sleep mode automatically when left idle while maintaining the set temperature | Create profiles for custom settings for temperature, time and more | Mount to nearly any hard surface or flush to the wall using a Flush Mount Kit | No need to run wires, great solution for covering a hole left by an old steam shower control |  |  |  |  | N/A | N/A | N/A | N/A | NO | N/A | All eSeries Generators | 104232RD-OR; 104232SQ-OR; MSTS | N/A | N/A | https://cdn.intelligencebank.com/us/share/B3R/KeX0/21y6/original/steam-logo-white.jpg | http://public2.intelligencebank.com/e2c56f829e1e5d82347c365bf31980f6/57e5b4f88806dcd73931b133d3bda3bd/ABUTLER1W-OR.jpg | N/A | N/A | https://vimeo.com/58153234 | https://vimeo.com/58153232 | https://vimeo.com/261136871 | N/A | http://prodrep.mrsteam.com/DocumentResources/d1f0ef4a-aa86-4f9f-b8e4-ceba8ace31f3.pdf | N/A | http://prodrep.mrsteam.com/DocumentResources/278f8bd4-e4dd-4dc6-bbf8-9b48e09be4aa.pdf | 1418919 | N/A | UNITED STATES | http://prodrep.mrsteam.com/DocumentResources/d6a61c17-60ee-4efc-b1ec-4fa4cb6c55b8.pdf | 72 HOURS | http://prodrep.mrsteam.com/DocumentResources/87dca122-a38e-4002-9255-81ceb75eb37b.pdf | http://prodrep.mrsteam.com/DocumentResources/2b385c38-a39d-4289-93a8-c5cb9d805052.pdf | http://prodrep.mrsteam.com/DocumentResources/fb82c221-da8d-4d90-ae1e-66670ba7542f.pdf | NO | Plastic; Metal | N/A | YES | N/A | YES | NO | YES | YES | YES | N/A | N/A | Wall-Mount | NO | 1; EA | NO | NO | NO | NO | PESTICIDE/AEROSOL: NO | CHEMICAL/SOLVENT: NO | Lead: No Mercury: No Silver: No Cadmium: No Chromium: No Barium: No Arsenic: No Selenium: No | PARCEL | 70 | N/A | N/A | N/A | N/A | N/A | N/A | N/A | N/A | N/A | N/A | N/A | N/A | NO | N/A | N/A | N/A | N/A | N/A | N/A | N/A | N/A | N/A | N/A | N/A | N/A | N/A | N/A | N/A | N/A | N/A | N/A | N/A | N/A | N/A | N/A | N/A | NO | NO | NO | 2017-06-24 | Mr. Steam Price Book 2017 | 2
ABUTLER1W-PB | CONTROL PACKAGE | AirButler | ACTIVE (ECOM) | AirButler Package White Polished Brass | 767931904479 | 00767931904479 | POLISHED BRASS | AirButler Package includes: (1) AirTempo™ Control Surface mount in White (1) Matching AirTempo SteamHead (1) SteamLinx (1) AutoFlush® (1) Condensation Pan. For generator models MS90E to MSSUPER3E | 2350 | 1645 | 2019-04-01 | Yes | 14 | 28 | 13 | 11 | 28 x 13 x 11 | 14 | 28 | 13 | 11 | 28 x 13 x 11 | We're here to help you build a personal oasis. But you wanted that oasis to be wireless. So we engineered a steam shower control that gives you an unmatched experience along with the convenience of a remote control. With no wires and no hassle, you're free to get lost in your steam shower retreat. | Not tethered by cables. You can use the control up to 60 feet away from the generator | Transform your senses with optional Chromatic Lighting & Aromatic Infusers | Quickly responds to user's touch inputs and reverts to sleep mode automatically when left idle while maintaining the set temperature | Create profiles for custom settings for temperature, time and more | Mount to nearly any hard surface or flush to the wall using a Flush Mount Kit | No need to run wires, great solution for covering a hole left by an old steam shower control |  |  |  |  | N/A | N/A | N/A | N/A | NO | N/A | All eSeries Generators | 104232RD-PB; 104232SQ-PB; MSTS | N/A | N/A | https://cdn.intelligencebank.com/us/share/B3R/KeX0/21y6/original/steam-logo-white.jpg | http://public2.intelligencebank.com/e2c56f829e1e5d82347c365bf31980f6/a0057875eda5173a94cc3c2ae3cf495b/ABUTLER1W-PB.jpg | N/A | N/A | https://vimeo.com/58153234 | https://vimeo.com/58153232 | https://vimeo.com/261136871 | N/A | http://prodrep.mrsteam.com/DocumentResources/d1f0ef4a-aa86-4f9f-b8e4-ceba8ace31f3.pdf | N/A | http://prodrep.mrsteam.com/DocumentResources/278f8bd4-e4dd-4dc6-bbf8-9b48e09be4aa.pdf | 1418919 | N/A | UNITED STATES | http://prodrep.mrsteam.com/DocumentResources/d6a61c17-60ee-4efc-b1ec-4fa4cb6c55b8.pdf | 72 HOURS | http://prodrep.mrsteam.com/DocumentResources/87dca122-a38e-4002-9255-81ceb75eb37b.pdf | http://prodrep.mrsteam.com/DocumentResources/2b385c38-a39d-4289-93a8-c5cb9d805052.pdf | http://prodrep.mrsteam.com/DocumentResources/fb82c221-da8d-4d90-ae1e-66670ba7542f.pdf | NO | Plastic; Metal | N/A | YES | N/A | YES | NO | YES | YES | YES | N/A | N/A | Wall-Mount | NO | 1; EA | NO | NO | NO | NO | PESTICIDE/AEROSOL: NO | CHEMICAL/SOLVENT: NO | Lead: No Mercury: No Silver: No Cadmium: No Chromium: No Barium: No Arsenic: No Selenium: No | PARCEL | 70 | N/A | N/A | N/A | N/A | N/A | N/A | N/A | N/A | N/A | N/A | N/A | N/A | NO | N/A | N/A | N/A | N/A | N/A | N/A | N/A | N/A | N/A | N/A | N/A | N/A | N/A | N/A | N/A | N/A | N/A | N/A | N/A | N/A | N/A | N/A | N/A | NO | NO | NO | 2017-06-24 | Mr. Steam Price Book 2017 | 2
ABUTLER1W-PC | CONTROL PACKAGE | AirButler | ACTIVE (ECOM) | AirButler Package White Polished Chrome | 767931904431 | 00767931904431 | POLISHED CHROME | AirButler Package includes: (1) AirTempo™ Control Surface mount in White (1) Matching AirTempo SteamHead (1) SteamLinx (1) AutoFlush® (1) Condensation Pan. For generator models MS90E to MSSUPER3E | 2250 | 1575 | 2019-04-01 | Yes | 14 | 28 | 13 | 11 | 28 x 13 x 11 | 14 | 28 | 13 | 11 | 28 x 13 x 11 | We're here to help you build a personal oasis. But you wanted that oasis to be wireless. So we engineered a steam shower control that gives you an unmatched experience along with the convenience of a remote control. With no wires and no hassle, you're free to get lost in your steam shower retreat. | Not tethered by cables. You can use the control up to 60 feet away from the generator | Transform your senses with optional Chromatic Lighting & Aromatic Infusers | Quickly responds to user's touch inputs and reverts to sleep mode automatically when left idle while maintaining the set temperature | Create profiles for custom settings for temperature, time and more | Mount to nearly any hard surface or flush to the wall using a Flush Mount Kit | No need to run wires, great solution for covering a hole left by an old steam shower control |  |  |  |  | N/A | N/A | N/A | N/A | NO | N/A | All eSeries Generators | 104232RD-PC; 104232SQ-PC; MSTS | N/A | N/A | https://cdn.intelligencebank.com/us/share/B3R/KeX0/21y6/original/steam-logo-white.jpg | http://public2.intelligencebank.com/e2c56f829e1e5d82347c365bf31980f6/f155e4bc2b4c6463d9c42413f6e4084f/ABUTLER1W-PC.jpg | N/A | N/A | https://vimeo.com/58153234 | https://vimeo.com/58153232 | https://vimeo.com/261136871 | N/A | http://prodrep.mrsteam.com/DocumentResources/d1f0ef4a-aa86-4f9f-b8e4-ceba8ace31f3.pdf | N/A | http://prodrep.mrsteam.com/DocumentResources/278f8bd4-e4dd-4dc6-bbf8-9b48e09be4aa.pdf | 1418919 | N/A | UNITED STATES | http://prodrep.mrsteam.com/DocumentResources/d6a61c17-60ee-4efc-b1ec-4fa4cb6c55b8.pdf | 72 HOURS | http://prodrep.mrsteam.com/DocumentResources/87dca122-a38e-4002-9255-81ceb75eb37b.pdf | http://prodrep.mrsteam.com/DocumentResources/2b385c38-a39d-4289-93a8-c5cb9d805052.pdf | http://prodrep.mrsteam.com/DocumentResources/fb82c221-da8d-4d90-ae1e-66670ba7542f.pdf | NO | Plastic; Metal | N/A | YES | N/A | YES | NO | YES | YES | YES | N/A | N/A | Wall-Mount | NO | 1; EA | NO | NO | NO | NO | PESTICIDE/AEROSOL: NO | CHEMICAL/SOLVENT: NO | Lead: No Mercury: No Silver: No Cadmium: No Chromium: No Barium: No Arsenic: No Selenium: No | PARCEL | 70 | N/A | N/A | N/A | N/A | N/A | N/A | N/A | N/A | N/A | N/A | N/A | N/A | NO | N/A | N/A | N/A | N/A | N/A | N/A | N/A | N/A | N/A | N/A | N/A | N/A | N/A | N/A | N/A | N/A | N/A | N/A | N/A | N/A | N/A | N/A | N/A | NO | NO | NO | 2017-06-24 | Mr. Steam Price Book 2017 | 2
ABUTLER1W-PN | CONTROL PACKAGE | AirButler | ACTIVE (ECOM) | AirButler Package White Polished Nickel | 767931904486 | 00767931904486 | POLISHED NICKEL | AirButler Package includes: (1) AirTempo™ Control Surface mount in White (1) Matching AirTempo SteamHead (1) SteamLinx (1) AutoFlush® (1) Condensation Pan. For generator models MS90E to MSSUPER3E | 2350 | 1645 | 2019-04-01 | Yes | 14 | 28 | 13 | 11 | 28 x 13 x 11 | 14 | 28 | 13 | 11 | 28 x 13 x 11 | We're here to help you build a personal oasis. But you wanted that oasis to be wireless. So we engineered a steam shower control that gives you an unmatched experience along with the convenience of a remote control. With no wires and no hassle, you're free to get lost in your steam shower retreat. | Not tethered by cables. You can use the control up to 60 feet away from the generator | Transform your senses with optional Chromatic Lighting & Aromatic Infusers | Quickly responds to user's touch inputs and reverts to sleep mode automatically when left idle while maintaining the set temperature | Create profiles for custom settings for temperature, time and more | Mount to nearly any hard surface or flush to the wall using a Flush Mount Kit | No need to run wires, great solution for covering a hole left by an old steam shower control |  |  |  |  | N/A | N/A | N/A | N/A | NO | N/A | All eSeries Generators | 104232RD-PN; 104232SQ-PN; MSTS | N/A | N/A | https://cdn.intelligencebank.com/us/share/B3R/KeX0/21y6/original/steam-logo-white.jpg | http://public2.intelligencebank.com/e2c56f829e1e5d82347c365bf31980f6/8c756e635445851091b6031afdcd5da1/ABUTLER1W-PN.jpg | N/A | N/A | https://vimeo.com/58153234 | https://vimeo.com/58153232 | https://vimeo.com/261136871 | N/A | http://prodrep.mrsteam.com/DocumentResources/d1f0ef4a-aa86-4f9f-b8e4-ceba8ace31f3.pdf | N/A | http://prodrep.mrsteam.com/DocumentResources/278f8bd4-e4dd-4dc6-bbf8-9b48e09be4aa.pdf | 1418919 | N/A | UNITED STATES | http://prodrep.mrsteam.com/DocumentResources/d6a61c17-60ee-4efc-b1ec-4fa4cb6c55b8.pdf | 72 HOURS | http://prodrep.mrsteam.com/DocumentResources/87dca122-a38e-4002-9255-81ceb75eb37b.pdf | http://prodrep.mrsteam.com/DocumentResources/2b385c38-a39d-4289-93a8-c5cb9d805052.pdf | http://prodrep.mrsteam.com/DocumentResources/fb82c221-da8d-4d90-ae1e-66670ba7542f.pdf | NO | Plastic; Metal | N/A | YES | N/A | YES | NO | YES | YES | YES | N/A | N/A | Wall-Mount | NO | 1; EA | NO | NO | NO | NO | PESTICIDE/AEROSOL: NO | CHEMICAL/SOLVENT: NO | Lead: No Mercury: No Silver: No Cadmium: No Chromium: No Barium: No Arsenic: No Selenium: No | PARCEL | 70 | N/A | N/A | N/A | N/A | N/A | N/A | N/A | N/A | N/A | N/A | N/A | N/A | NO | N/A | N/A | N/A | N/A | N/A | N/A | N/A | N/A | N/A | N/A | N/A | N/A | N/A | N/A | N/A | N/A | N/A | N/A | N/A | N/A | N/A | N/A | N/A | NO | NO | NO | 2017-06-24 | Mr. Steam Price Book 2017 | 2
ABUTLER1W-SB | CONTROL PACKAGE | AirButler | ACTIVE (ECOM) | AirButler Package White Satin Brass | 767931910753 | 00767931910753 | SATIN BRASS | AirButler Package includes: (1) AirTempo™ Control Surface mount in White (1) Matching AirTempo SteamHead (1) SteamLinx (1) AutoFlush® (1) Condensation Pan. For generator models MS90E to MSSUPER3E | 2350 | 1645 | 2019-04-01 | Yes | 14 | 28 | 13 | 11 | 28 x 13 x 11 | 14 | 28 | 13 | 11 | 28 x 13 x 11 | We're here to help you build a personal oasis. But you wanted that oasis to be wireless. So we engineered a steam shower control that gives you an unmatched experience along with the convenience of a remote control. With no wires and no hassle, you're free to get lost in your steam shower retreat. | Not tethered by cables. You can use the control up to 60 feet away from the generator | Transform your senses with optional Chromatic Lighting & Aromatic Infusers | Quickly responds to user's touch inputs and reverts to sleep mode automatically when left idle while maintaining the set temperature | Create profiles for custom settings for temperature, time and more | Mount to nearly any hard surface or flush to the wall using a Flush Mount Kit | No need to run wires, great solution for covering a hole left by an old steam shower control |  |  |  |  | N/A | N/A | N/A | N/A | NO | N/A | All eSeries Generators | 104232RD-SB; 104232SQ-SB; MSTS | N/A | N/A | https://cdn.intelligencebank.com/us/share/B3R/KeX0/21y6/original/steam-logo-white.jpg | http://public2.intelligencebank.com/e2c56f829e1e5d82347c365bf31980f6/8f3b88c3fd442a1dc617f67f006a121a/ABUTLER1W-SB.jpg | N/A | N/A | https://vimeo.com/58153234 | https://vimeo.com/58153232 | https://vimeo.com/261136871 | N/A | http://prodrep.mrsteam.com/DocumentResources/d1f0ef4a-aa86-4f9f-b8e4-ceba8ace31f3.pdf | N/A | http://prodrep.mrsteam.com/DocumentResources/278f8bd4-e4dd-4dc6-bbf8-9b48e09be4aa.pdf | 1418919 | N/A | UNITED STATES | http://prodrep.mrsteam.com/DocumentResources/d6a61c17-60ee-4efc-b1ec-4fa4cb6c55b8.pdf | 72 HOURS | http://prodrep.mrsteam.com/DocumentResources/87dca122-a38e-4002-9255-81ceb75eb37b.pdf | http://prodrep.mrsteam.com/DocumentResources/2b385c38-a39d-4289-93a8-c5cb9d805052.pdf | http://prodrep.mrsteam.com/DocumentResources/fb82c221-da8d-4d90-ae1e-66670ba7542f.pdf | NO | Plastic; Metal | N/A | YES | N/A | YES | NO | YES | YES | YES | N/A | N/A | Wall-Mount | NO | 1; EA | NO | NO | NO | NO | PESTICIDE/AEROSOL: NO | CHEMICAL/SOLVENT: NO | Lead: No Mercury: No Silver: No Cadmium: No Chromium: No Barium: No Arsenic: No Selenium: No | PARCEL | 70 | N/A | N/A | N/A | N/A | N/A | N/A | N/A | N/A | N/A | N/A | N/A | N/A | NO | N/A | N/A | N/A | N/A | N/A | N/A | N/A | N/A | N/A | N/A | N/A | N/A | N/A | N/A | N/A | N/A | N/A | N/A | N/A | N/A | N/A | N/A | N/A | NO | NO | NO | 2017-06-24 | Mr. Steam Price Book 2017 | 2
ABUTLER2B-BB | CONTROL PACKAGE | AirButler | DISCONTINUED | AirButler 2 Package Black Brushed Bronze | 767931904646 | 00767931904646 | BRUSHED BRONZE | AirButler 2 Package includes: (1) AirTempo™ Control Surface mount in White (2) Matching AirTempo SteamHead (1) SteamLinx (2) AutoFlush® (2) Condensation Pan. For generator models MSSUPER4E to MSSUPER6E | 2800 | 1960 | 2019-04-01 | Yes | 22 | 28 | 13 | 14 | 28 x 13 x 14 | 22 | 28 | 13 | 14 | 28 x 13 x 14 | We're here to help you build a personal oasis. But you wanted that oasis to be wireless. So we engineered a steam shower control that gives you an unmatched experience along with the convenience of a remote control. With no wires and no hassle, you're free to get lost in your steam shower retreat. | Not tethered by cables. You can use the control up to 60 feet away from the generator | Transform your senses with optional Chromatic Lighting & Aromatic Infusers | Quickly responds to user's touch inputs and reverts to sleep mode automatically when left idle while maintaining the set temperature | Create profiles for custom settings for temperature, time and more | Mount to nearly any hard surface or flush to the wall using a Flush Mount Kit | No need to run wires, great solution for covering a hole left by an old steam shower control |  |  |  |  | N/A | N/A | N/A | N/A | NO | N/A | All eSeries Generators | 104232RD-BB; 104232SQ-BB; MSTS | N/A | N/A | https://cdn.intelligencebank.com/us/share/B3R/KeX0/21y6/original/steam-logo-white.jpg | http://public2.intelligencebank.com/e2c56f829e1e5d82347c365bf31980f6/820c234c009e5ba9ffe9004abd9e23b7/ABUTLER2B-BB.jpg | N/A | N/A | https://vimeo.com/58153234 | https://vimeo.com/58153232 | https://vimeo.com/261136871 | N/A | http://prodrep.mrsteam.com/DocumentResources/d1f0ef4a-aa86-4f9f-b8e4-ceba8ace31f3.pdf | N/A | http://prodrep.mrsteam.com/DocumentResources/278f8bd4-e4dd-4dc6-bbf8-9b48e09be4aa.pdf | 1418919 | N/A | UNITED STATES | http://prodrep.mrsteam.com/DocumentResources/d6a61c17-60ee-4efc-b1ec-4fa4cb6c55b8.pdf | 72 HOURS |  |  | http://prodrep.mrsteam.com/DocumentResources/fb82c221-da8d-4d90-ae1e-66670ba7542f.pdf | NO | Plastic; Metal | N/A | YES | N/A | YES | NO | YES | YES | YES | N/A | N/A | Wall-Mount | NO | 1; EA | NO | NO | NO | NO | PESTICIDE/AEROSOL: NO | CHEMICAL/SOLVENT: NO | Lead: No Mercury: No Silver: No Cadmium: No Chromium: No Barium: No Arsenic: No Selenium: No | PARCEL | 70 | N/A | N/A | N/A | N/A | N/A | N/A | N/A | N/A | N/A | N/A | N/A | N/A | NO | N/A | N/A | N/A | N/A | N/A | N/A | N/A | N/A | N/A | N/A | N/A | N/A | N/A | N/A | N/A | N/A | N/A | N/A | N/A | N/A | N/A | N/A | N/A | NO | NO | NO | 2017-06-24 | Mr. Steam Price Book 2017 | 2
ABUTLER2B-BN | CONTROL PACKAGE | AirButler | DISCONTINUED | AirButler 2 Package Black Brushed Nickel | 767931904622 | 00767931904622 | BRUSHED NICKEL | AirButler 2 Package includes: (1) AirTempo™ Control Surface mount in White (2) Matching AirTempo SteamHead (1) SteamLinx (2) AutoFlush® (2) Condensation Pan. For generator models MSSUPER4E to MSSUPER6E | 2800 | 1960 | 2019-04-01 | Yes | 22 | 28 | 13 | 14 | 28 x 13 x 14 | 22 | 28 | 13 | 14 | 28 x 13 x 14 | We're here to help you build a personal oasis. But you wanted that oasis to be wireless. So we engineered a steam shower control that gives you an unmatched experience along with the convenience of a remote control. With no wires and no hassle, you're free to get lost in your steam shower retreat. | Not tethered by cables. You can use the control up to 60 feet away from the generator | Transform your senses with optional Chromatic Lighting & Aromatic Infusers | Quickly responds to user's touch inputs and reverts to sleep mode automatically when left idle while maintaining the set temperature | Create profiles for custom settings for temperature, time and more | Mount to nearly any hard surface or flush to the wall using a Flush Mount Kit | No need to run wires, great solution for covering a hole left by an old steam shower control |  |  |  |  | N/A | N/A | N/A | N/A | NO | N/A | All eSeries Generators | 104232RD-BN; 104232SQ-BN; MSTS | N/A | N/A | https://cdn.intelligencebank.com/us/share/B3R/KeX0/21y6/original/steam-logo-white.jpg | http://public2.intelligencebank.com/e2c56f829e1e5d82347c365bf31980f6/297f56a2cc84b0ce9e2cb6bbfae81f24/ABUTLER2B-BN.jpg | N/A | N/A | https://vimeo.com/58153234 | https://vimeo.com/58153232 | https://vimeo.com/261136871 | N/A | http://prodrep.mrsteam.com/DocumentResources/d1f0ef4a-aa86-4f9f-b8e4-ceba8ace31f3.pdf | N/A | http://prodrep.mrsteam.com/DocumentResources/278f8bd4-e4dd-4dc6-bbf8-9b48e09be4aa.pdf | 1418919 | N/A | UNITED STATES | http://prodrep.mrsteam.com/DocumentResources/d6a61c17-60ee-4efc-b1ec-4fa4cb6c55b8.pdf | 72 HOURS |  |  | http://prodrep.mrsteam.com/DocumentResources/fb82c221-da8d-4d90-ae1e-66670ba7542f.pdf | NO | Plastic; Metal | N/A | YES | N/A | YES | NO | YES | YES | YES | N/A | N/A | Wall-Mount | NO | 1; EA | NO | NO | NO | NO | PESTICIDE/AEROSOL: NO | CHEMICAL/SOLVENT: NO | Lead: No Mercury: No Silver: No Cadmium: No Chromium: No Barium: No Arsenic: No Selenium: No | PARCEL | 70 | N/A | N/A | N/A | N/A | N/A | N/A | N/A | N/A | N/A | N/A | N/A | N/A | NO | N/A | N/A | N/A | N/A | N/A | N/A | N/A | N/A | N/A | N/A | N/A | N/A | N/A | N/A | N/A | N/A | N/A | N/A | N/A | N/A | N/A | N/A | N/A | NO | NO | NO | 2017-06-24 | Mr. Steam Price Book 2017 | 2
ABUTLER2B-OR | CONTROL PACKAGE | AirButler | DISCONTINUED | AirButler 2 Package Black Oil Rubbed Bronze | 767931904639 | 00767931904639 | OIL RUBBED BRONZE | AirButler 2 Package includes: (1) AirTempo™ Control Surface mount in White (2) Matching AirTempo SteamHead (1) SteamLinx (2) AutoFlush® (2) Condensation Pan. For generator models MSSUPER4E to MSSUPER6E | 2800 | 1960 | 2019-04-01 | Yes | 22 | 28 | 13 | 14 | 28 x 13 x 14 | 22 | 28 | 13 | 14 | 28 x 13 x 14 | We're here to help you build a personal oasis. But you wanted that oasis to be wireless. So we engineered a steam shower control that gives you an unmatched experience along with the convenience of a remote control. With no wires and no hassle, you're free to get lost in your steam shower retreat. | Not tethered by cables. You can use the control up to 60 feet away from the generator | Transform your senses with optional Chromatic Lighting & Aromatic Infusers | Quickly responds to user's touch inputs and reverts to sleep mode automatically when left idle while maintaining the set temperature | Create profiles for custom settings for temperature, time and more | Mount to nearly any hard surface or flush to the wall using a Flush Mount Kit | No need to run wires, great solution for covering a hole left by an old steam shower control |  |  |  |  | N/A | N/A | N/A | N/A | NO | N/A | All eSeries Generators | 104232RD-OR; 104232SQ-OR; MSTS | N/A | N/A | https://cdn.intelligencebank.com/us/share/B3R/KeX0/21y6/original/steam-logo-white.jpg | http://public2.intelligencebank.com/e2c56f829e1e5d82347c365bf31980f6/55375261a61228fe8304234373940c2b/ABUTLER2B-OR.jpg | N/A | N/A | https://vimeo.com/58153234 | https://vimeo.com/58153232 | https://vimeo.com/261136871 | N/A | http://prodrep.mrsteam.com/DocumentResources/d1f0ef4a-aa86-4f9f-b8e4-ceba8ace31f3.pdf | N/A | http://prodrep.mrsteam.com/DocumentResources/278f8bd4-e4dd-4dc6-bbf8-9b48e09be4aa.pdf | 1418919 | N/A | UNITED STATES | http://prodrep.mrsteam.com/DocumentResources/d6a61c17-60ee-4efc-b1ec-4fa4cb6c55b8.pdf | 72 HOURS |  |  | http://prodrep.mrsteam.com/DocumentResources/fb82c221-da8d-4d90-ae1e-66670ba7542f.pdf | NO | Plastic; Metal | N/A | YES | N/A | YES | NO | YES | YES | YES | N/A | N/A | Wall-Mount | NO | 1; EA | NO | NO | NO | NO | PESTICIDE/AEROSOL: NO | CHEMICAL/SOLVENT: NO | Lead: No Mercury: No Silver: No Cadmium: No Chromium: No Barium: No Arsenic: No Selenium: No | PARCEL | 70 | N/A | N/A | N/A | N/A | N/A | N/A | N/A | N/A | N/A | N/A | N/A | N/A | NO | N/A | N/A | N/A | N/A | N/A | N/A | N/A | N/A | N/A | N/A | N/A | N/A | N/A | N/A | N/A | N/A | N/A | N/A | N/A | N/A | N/A | N/A | N/A | NO | NO | NO | 2017-06-24 | Mr. Steam Price Book 2017 | 2
ABUTLER2B-PB | CONTROL PACKAGE | AirButler | DISCONTINUED | AirButler 2 Package Black Polished Brass | 767931904653 | 00767931904653 | POLISHED BRASS | AirButler 2 Package includes: (1) AirTempo™ Control Surface mount in White (2) Matching AirTempo SteamHead (1) SteamLinx (2) AutoFlush® (2) Condensation Pan. For generator models MSSUPER4E to MSSUPER6E | 2800 | 1960 | 2019-04-01 | Yes | 22 | 28 | 13 | 14 | 28 x 13 x 14 | 22 | 28 | 13 | 14 | 28 x 13 x 14 | We're here to help you build a personal oasis. But you wanted that oasis to be wireless. So we engineered a steam shower control that gives you an unmatched experience along with the convenience of a remote control. With no wires and no hassle, you're free to get lost in your steam shower retreat. | Not tethered by cables. You can use the control up to 60 feet away from the generator | Transform your senses with optional Chromatic Lighting & Aromatic Infusers | Quickly responds to user's touch inputs and reverts to sleep mode automatically when left idle while maintaining the set temperature | Create profiles for custom settings for temperature, time and more | Mount to nearly any hard surface or flush to the wall using a Flush Mount Kit | No need to run wires, great solution for covering a hole left by an old steam shower control |  |  |  |  | N/A | N/A | N/A | N/A | NO | N/A | All eSeries Generators | 104232RD-PB; 104232SQ-PB; MSTS | N/A | N/A | https://cdn.intelligencebank.com/us/share/B3R/KeX0/21y6/original/steam-logo-white.jpg | http://public2.intelligencebank.com/e2c56f829e1e5d82347c365bf31980f6/9d1fd1ba5da118dcea8cc3d6f0e36b4a/ABUTLER2B-PB.jpg | N/A | N/A | https://vimeo.com/58153234 | https://vimeo.com/58153232 | https://vimeo.com/261136871 | N/A | http://prodrep.mrsteam.com/DocumentResources/d1f0ef4a-aa86-4f9f-b8e4-ceba8ace31f3.pdf | N/A | http://prodrep.mrsteam.com/DocumentResources/278f8bd4-e4dd-4dc6-bbf8-9b48e09be4aa.pdf | 1418919 | N/A | UNITED STATES | http://prodrep.mrsteam.com/DocumentResources/d6a61c17-60ee-4efc-b1ec-4fa4cb6c55b8.pdf | 72 HOURS |  |  | http://prodrep.mrsteam.com/DocumentResources/fb82c221-da8d-4d90-ae1e-66670ba7542f.pdf | NO | Plastic; Metal | N/A | YES | N/A | YES | NO | YES | YES | YES | N/A | N/A | Wall-Mount | NO | 1; EA | NO | NO | NO | NO | PESTICIDE/AEROSOL: NO | CHEMICAL/SOLVENT: NO | Lead: No Mercury: No Silver: No Cadmium: No Chromium: No Barium: No Arsenic: No Selenium: No | PARCEL | 70 | N/A | N/A | N/A | N/A | N/A | N/A | N/A | N/A | N/A | N/A | N/A | N/A | NO | N/A | N/A | N/A | N/A | N/A | N/A | N/A | N/A | N/A | N/A | N/A | N/A | N/A | N/A | N/A | N/A | N/A | N/A | N/A | N/A | N/A | N/A | N/A | NO | NO | NO | 2017-06-24 | Mr. Steam Price Book 2017 | 2
ABUTLER2B-PC | CONTROL PACKAGE | AirButler | DISCONTINUED | AirButler 2 Package Black Polished Chrome | 767931904615 | 00767931904615 | POLISHED CHROME | AirButler 2 Package includes: (1) AirTempo™ Control Surface mount in White (2) Matching AirTempo SteamHead (1) SteamLinx (2) AutoFlush® (2) Condensation Pan. For generator models MSSUPER4E to MSSUPER6E | 2650 | 1855 | 2019-04-01 | Yes | 22 | 28 | 13 | 14 | 28 x 13 x 14 | 22 | 28 | 13 | 14 | 28 x 13 x 14 | We're here to help you build a personal oasis. But you wanted that oasis to be wireless. So we engineered a steam shower control that gives you an unmatched experience along with the convenience of a remote control. With no wires and no hassle, you're free to get lost in your steam shower retreat. | Not tethered by cables. You can use the control up to 60 feet away from the generator | Transform your senses with optional Chromatic Lighting & Aromatic Infusers | Quickly responds to user's touch inputs and reverts to sleep mode automatically when left idle while maintaining the set temperature | Create profiles for custom settings for temperature, time and more | Mount to nearly any hard surface or flush to the wall using a Flush Mount Kit | No need to run wires, great solution for covering a hole left by an old steam shower control |  |  |  |  | N/A | N/A | N/A | N/A | NO | N/A | All eSeries Generators | 104232RD-PC; 104232SQ-PC; MSTS | N/A | N/A | https://cdn.intelligencebank.com/us/share/B3R/KeX0/21y6/original/steam-logo-white.jpg | http://public2.intelligencebank.com/e2c56f829e1e5d82347c365bf31980f6/7df1080fe836f7d053ad7a80f350ad09/ABUTLER2B-PC.jpg | N/A | N/A | https://vimeo.com/58153234 | https://vimeo.com/58153232 | https://vimeo.com/261136871 | N/A | http://prodrep.mrsteam.com/DocumentResources/d1f0ef4a-aa86-4f9f-b8e4-ceba8ace31f3.pdf | N/A | http://prodrep.mrsteam.com/DocumentResources/278f8bd4-e4dd-4dc6-bbf8-9b48e09be4aa.pdf | 1418919 | N/A | UNITED STATES | http://prodrep.mrsteam.com/DocumentResources/d6a61c17-60ee-4efc-b1ec-4fa4cb6c55b8.pdf | 72 HOURS |  |  | http://prodrep.mrsteam.com/DocumentResources/fb82c221-da8d-4d90-ae1e-66670ba7542f.pdf | NO | Plastic; Metal | N/A | YES | N/A | YES | NO | YES | YES | YES | N/A | N/A | Wall-Mount | NO | 1; EA | NO | NO | NO | NO | PESTICIDE/AEROSOL: NO | CHEMICAL/SOLVENT: NO | Lead: No Mercury: No Silver: No Cadmium: No Chromium: No Barium: No Arsenic: No Selenium: No | PARCEL | 70 | N/A | N/A | N/A | N/A | N/A | N/A | N/A | N/A | N/A | N/A | N/A | N/A | NO | N/A | N/A | N/A | N/A | N/A | N/A | N/A | N/A | N/A | N/A | N/A | N/A | N/A | N/A | N/A | N/A | N/A | N/A | N/A | N/A | N/A | N/A | N/A | NO | NO | NO | 2017-06-24 | Mr. Steam Price Book 2017 | 2
ABUTLER2B-PN | CONTROL PACKAGE | AirButler | DISCONTINUED | AirButler 2 Package Black Polished Nickel | 767931904660 | 00767931904660 | POLISHED NICKEL | AirButler 2 Package includes: (1) AirTempo™ Control Surface mount in White (2) Matching AirTempo SteamHead (1) SteamLinx (2) AutoFlush® (2) Condensation Pan. For generator models MSSUPER4E to MSSUPER6E | 2800 | 1960 | 2019-04-01 | Yes | 22 | 28 | 13 | 14 | 28 x 13 x 14 | 22 | 28 | 13 | 14 | 28 x 13 x 14 | We're here to help you build a personal oasis. But you wanted that oasis to be wireless. So we engineered a steam shower control that gives you an unmatched experience along with the convenience of a remote control. With no wires and no hassle, you're free to get lost in your steam shower retreat. | Not tethered by cables. You can use the control up to 60 feet away from the generator | Transform your senses with optional Chromatic Lighting & Aromatic Infusers | Quickly responds to user's touch inputs and reverts to sleep mode automatically when left idle while maintaining the set temperature | Create profiles for custom settings for temperature, time and more | Mount to nearly any hard surface or flush to the wall using a Flush Mount Kit | No need to run wires, great solution for covering a hole left by an old steam shower control |  |  |  |  | N/A | N/A | N/A | N/A | NO | N/A | All eSeries Generators | 104232RD-PN; 104232SQ-PN; MSTS | N/A | N/A | https://cdn.intelligencebank.com/us/share/B3R/KeX0/21y6/original/steam-logo-white.jpg | http://public2.intelligencebank.com/e2c56f829e1e5d82347c365bf31980f6/7af14095aff2705d887e16a28ac68aad/ABUTLER2B-PN.jpg | N/A | N/A | https://vimeo.com/58153234 | https://vimeo.com/58153232 | https://vimeo.com/261136871 | N/A | http://prodrep.mrsteam.com/DocumentResources/d1f0ef4a-aa86-4f9f-b8e4-ceba8ace31f3.pdf | N/A | http://prodrep.mrsteam.com/DocumentResources/278f8bd4-e4dd-4dc6-bbf8-9b48e09be4aa.pdf | 1418919 | N/A | UNITED STATES | http://prodrep.mrsteam.com/DocumentResources/d6a61c17-60ee-4efc-b1ec-4fa4cb6c55b8.pdf | 72 HOURS |  |  | http://prodrep.mrsteam.com/DocumentResources/fb82c221-da8d-4d90-ae1e-66670ba7542f.pdf | NO | Plastic; Metal | N/A | YES | N/A | YES | NO | YES | YES | YES | N/A | N/A | Wall-Mount | NO | 1; EA | NO | NO | NO | NO | PESTICIDE/AEROSOL: NO | CHEMICAL/SOLVENT: NO | Lead: No Mercury: No Silver: No Cadmium: No Chromium: No Barium: No Arsenic: No Selenium: No | PARCEL | 70 | N/A | N/A | N/A | N/A | N/A | N/A | N/A | N/A | N/A | N/A | N/A | N/A | NO | N/A | N/A | N/A | N/A | N/A | N/A | N/A | N/A | N/A | N/A | N/A | N/A | N/A | N/A | N/A | N/A | N/A | N/A | N/A | N/A | N/A | N/A | N/A | NO | NO | NO | 2017-06-24 | Mr. Steam Price Book 2017 | 2
ABUTLER2B-SB | CONTROL PACKAGE | AirButler | DISCONTINUED | AirButler 2 Package Black Satin Brass | 767931910760 | 00767931910760 | SATIN BRASS | AirButler 2 Package includes: (1) AirTempo™ Control Surface mount in White (2) Matching AirTempo SteamHead (1) SteamLinx (2) AutoFlush® (2) Condensation Pan. For generator models MSSUPER4E to MSSUPER6E | 2800 | 1960 | 2019-04-01 | Yes | 22 | 28 | 13 | 14 | 28 x 13 x 14 | 22 | 28 | 13 | 14 | 28 x 13 x 14 | We're here to help you build a personal oasis. But you wanted that oasis to be wireless. So we engineered a steam shower control that gives you an unmatched experience along with the convenience of a remote control. With no wires and no hassle, you're free to get lost in your steam shower retreat. | Not tethered by cables. You can use the control up to 60 feet away from the generator | Transform your senses with optional Chromatic Lighting & Aromatic Infusers | Quickly responds to user's touch inputs and reverts to sleep mode automatically when left idle while maintaining the set temperature | Create profiles for custom settings for temperature, time and more | Mount to nearly any hard surface or flush to the wall using a Flush Mount Kit | No need to run wires, great solution for covering a hole left by an old steam shower control |  |  |  |  | N/A | N/A | N/A | N/A | NO | N/A | All eSeries Generators | 104232RD-SB; 104232SQ-SB; MSTS | N/A | N/A | https://cdn.intelligencebank.com/us/share/B3R/KeX0/21y6/original/steam-logo-white.jpg | http://public2.intelligencebank.com/e2c56f829e1e5d82347c365bf31980f6/707796a7a4df4b0734e94196413faf21/ABUTLER2B-SB.jpg | N/A | N/A | https://vimeo.com/58153234 | https://vimeo.com/58153232 | https://vimeo.com/261136871 | N/A | http://prodrep.mrsteam.com/DocumentResources/d1f0ef4a-aa86-4f9f-b8e4-ceba8ace31f3.pdf | N/A | http://prodrep.mrsteam.com/DocumentResources/278f8bd4-e4dd-4dc6-bbf8-9b48e09be4aa.pdf | 1418919 | N/A | UNITED STATES | http://prodrep.mrsteam.com/DocumentResources/d6a61c17-60ee-4efc-b1ec-4fa4cb6c55b8.pdf | 72 HOURS |  |  | http://prodrep.mrsteam.com/DocumentResources/fb82c221-da8d-4d90-ae1e-66670ba7542f.pdf | NO | Plastic; Metal | N/A | YES | N/A | YES | NO | YES | YES | YES | N/A | N/A | Wall-Mount | NO | 1; EA | NO | NO | NO | NO | PESTICIDE/AEROSOL: NO | CHEMICAL/SOLVENT: NO | Lead: No Mercury: No Silver: No Cadmium: No Chromium: No Barium: No Arsenic: No Selenium: No | PARCEL | 70 | N/A | N/A | N/A | N/A | N/A | N/A | N/A | N/A | N/A | N/A | N/A | N/A | NO | N/A | N/A | N/A | N/A | N/A | N/A | N/A | N/A | N/A | N/A | N/A | N/A | N/A | N/A | N/A | N/A | N/A | N/A | N/A | N/A | N/A | N/A | N/A | NO | NO | NO | 2017-06-24 | Mr. Steam Price Book 2017 | 2
ABUTLER2W-BB | CONTROL PACKAGE | AirButler | DISCONTINUED | AirButler 2 Package White Brushed Bronze | 767931904523 | 00767931904523 | BRUSHED BRONZE | AirButler 2 Package includes: (1) AirTempo™ Control Surface mount in White (2) Matching AirTempo SteamHead (1) SteamLinx (2) AutoFlush® (2) Condensation Pan. For generator models MSSUPER4E to MSSUPER6E | 2800 | 1960 | 2019-04-01 | Yes | 22 | 28 | 13 | 14 | 28 x 13 x 14 | 22 | 28 | 13 | 14 | 28 x 13 x 14 | We're here to help you build a personal oasis. But you wanted that oasis to be wireless. So we engineered a steam shower control that gives you an unmatched experience along with the convenience of a remote control. With no wires and no hassle, you're free to get lost in your steam shower retreat. | Not tethered by cables. You can use the control up to 60 feet away from the generator | Transform your senses with optional Chromatic Lighting & Aromatic Infusers | Quickly responds to user's touch inputs and reverts to sleep mode automatically when left idle while maintaining the set temperature | Create profiles for custom settings for temperature, time and more | Mount to nearly any hard surface or flush to the wall using a Flush Mount Kit | No need to run wires, great solution for covering a hole left by an old steam shower control |  |  |  |  | N/A | N/A | N/A | N/A | NO | N/A | All eSeries Generators | 104232RD-BB; 104232SQ-BB; MSTS | N/A | N/A | https://cdn.intelligencebank.com/us/share/B3R/KeX0/21y6/original/steam-logo-white.jpg | http://public2.intelligencebank.com/e2c56f829e1e5d82347c365bf31980f6/9505a7250ef72e771a02fc0b418ac9d1/ABUTLER2W-BB.jpg | N/A | N/A | https://vimeo.com/58153234 | https://vimeo.com/58153232 | https://vimeo.com/261136871 | N/A | http://prodrep.mrsteam.com/DocumentResources/d1f0ef4a-aa86-4f9f-b8e4-ceba8ace31f3.pdf | N/A | http://prodrep.mrsteam.com/DocumentResources/278f8bd4-e4dd-4dc6-bbf8-9b48e09be4aa.pdf | 1418919 | N/A | UNITED STATES | http://prodrep.mrsteam.com/DocumentResources/d6a61c17-60ee-4efc-b1ec-4fa4cb6c55b8.pdf | 72 HOURS |  |  | http://prodrep.mrsteam.com/DocumentResources/fb82c221-da8d-4d90-ae1e-66670ba7542f.pdf | NO | Plastic; Metal | N/A | YES | N/A | YES | NO | YES | YES | YES | N/A | N/A | Wall-Mount | NO | 1; EA | NO | NO | NO | NO | PESTICIDE/AEROSOL: NO | CHEMICAL/SOLVENT: NO | Lead: No Mercury: No Silver: No Cadmium: No Chromium: No Barium: No Arsenic: No Selenium: No | PARCEL | 70 | N/A | N/A | N/A | N/A | N/A | N/A | N/A | N/A | N/A | N/A | N/A | N/A | NO | N/A | N/A | N/A | N/A | N/A | N/A | N/A | N/A | N/A | N/A | N/A | N/A | N/A | N/A | N/A | N/A | N/A | N/A | N/A | N/A | N/A | N/A | N/A | NO | NO | NO | 2017-06-24 | Mr. Steam Price Book 2017 | 2
ABUTLER2W-BN | CONTROL PACKAGE | AirButler | DISCONTINUED | AirButler 2 Package White Brushed Nickel | 767931904509 | 00767931904509 | BRUSHED NICKEL | AirButler 2 Package includes: (1) AirTempo™ Control Surface mount in White (2) Matching AirTempo SteamHead (1) SteamLinx (2) AutoFlush® (2) Condensation Pan. For generator models MSSUPER4E to MSSUPER6E | 2800 | 1960 | 2019-04-01 | Yes | 22 | 28 | 13 | 14 | 28 x 13 x 14 | 22 | 28 | 13 | 14 | 28 x 13 x 14 | We're here to help you build a personal oasis. But you wanted that oasis to be wireless. So we engineered a steam shower control that gives you an unmatched experience along with the convenience of a remote control. With no wires and no hassle, you're free to get lost in your steam shower retreat. | Not tethered by cables. You can use the control up to 60 feet away from the generator | Transform your senses with optional Chromatic Lighting & Aromatic Infusers | Quickly responds to user's touch inputs and reverts to sleep mode automatically when left idle while maintaining the set temperature | Create profiles for custom settings for temperature, time and more | Mount to nearly any hard surface or flush to the wall using a Flush Mount Kit | No need to run wires, great solution for covering a hole left by an old steam shower control |  |  |  |  | N/A | N/A | N/A | N/A | NO | N/A | All eSeries Generators | 104232RD-BN; 104232SQ-BN; MSTS | N/A | N/A | https://cdn.intelligencebank.com/us/share/B3R/KeX0/21y6/original/steam-logo-white.jpg | http://public2.intelligencebank.com/e2c56f829e1e5d82347c365bf31980f6/d8343d8289c14920f56a177fa400453b/ABUTLER2W-BN.jpg | N/A | N/A | https://vimeo.com/58153234 | https://vimeo.com/58153232 | https://vimeo.com/261136871 | N/A | http://prodrep.mrsteam.com/DocumentResources/d1f0ef4a-aa86-4f9f-b8e4-ceba8ace31f3.pdf | N/A | http://prodrep.mrsteam.com/DocumentResources/278f8bd4-e4dd-4dc6-bbf8-9b48e09be4aa.pdf | 1418919 | N/A | UNITED STATES | http://prodrep.mrsteam.com/DocumentResources/d6a61c17-60ee-4efc-b1ec-4fa4cb6c55b8.pdf | 72 HOURS |  |  | http://prodrep.mrsteam.com/DocumentResources/fb82c221-da8d-4d90-ae1e-66670ba7542f.pdf | NO | Plastic; Metal | N/A | YES | N/A | YES | NO | YES | YES | YES | N/A | N/A | Wall-Mount | NO | 1; EA | NO | NO | NO | NO | PESTICIDE/AEROSOL: NO | CHEMICAL/SOLVENT: NO | Lead: No Mercury: No Silver: No Cadmium: No Chromium: No Barium: No Arsenic: No Selenium: No | PARCEL | 70 | N/A | N/A | N/A | N/A | N/A | N/A | N/A | N/A | N/A | N/A | N/A | N/A | NO | N/A | N/A | N/A | N/A | N/A | N/A | N/A | N/A | N/A | N/A | N/A | N/A | N/A | N/A | N/A | N/A | N/A | N/A | N/A | N/A | N/A | N/A | N/A | NO | NO | NO | 2017-06-24 | Mr. Steam Price Book 2017 | 2
ABUTLER2W-OR | CONTROL PACKAGE | AirButler | DISCONTINUED | AirButler 2 Package White Oil Rubbed Bronze | 767931904516 | 00767931904516 | OIL RUBBED BRONZE | AirButler 2 Package includes: (1) AirTempo™ Control Surface mount in White (2) Matching AirTempo SteamHead (1) SteamLinx (2) AutoFlush® (2) Condensation Pan. For generator models MSSUPER4E to MSSUPER6E | 2800 | 1960 | 2019-04-01 | Yes | 22 | 28 | 13 | 14 | 28 x 13 x 14 | 22 | 28 | 13 | 14 | 28 x 13 x 14 | We're here to help you build a personal oasis. But you wanted that oasis to be wireless. So we engineered a steam shower control that gives you an unmatched experience along with the convenience of a remote control. With no wires and no hassle, you're free to get lost in your steam shower retreat. | Not tethered by cables. You can use the control up to 60 feet away from the generator | Transform your senses with optional Chromatic Lighting & Aromatic Infusers | Quickly responds to user's touch inputs and reverts to sleep mode automatically when left idle while maintaining the set temperature | Create profiles for custom settings for temperature, time and more | Mount to nearly any hard surface or flush to the wall using a Flush Mount Kit | No need to run wires, great solution for covering a hole left by an old steam shower control |  |  |  |  | N/A | N/A | N/A | N/A | NO | N/A | All eSeries Generators | 104232RD-OR; 104232SQ-OR; MSTS | N/A | N/A | https://cdn.intelligencebank.com/us/share/B3R/KeX0/21y6/original/steam-logo-white.jpg | http://public2.intelligencebank.com/e2c56f829e1e5d82347c365bf31980f6/a20ea2ef8be75fab51bc3796e0ff4c6f/ABUTLER2W-OR.jpg | N/A | N/A | https://vimeo.com/58153234 | https://vimeo.com/58153232 | https://vimeo.com/261136871 | N/A | http://prodrep.mrsteam.com/DocumentResources/d1f0ef4a-aa86-4f9f-b8e4-ceba8ace31f3.pdf | N/A | http://prodrep.mrsteam.com/DocumentResources/278f8bd4-e4dd-4dc6-bbf8-9b48e09be4aa.pdf | 1418919 | N/A | UNITED STATES | http://prodrep.mrsteam.com/DocumentResources/d6a61c17-60ee-4efc-b1ec-4fa4cb6c55b8.pdf | 72 HOURS |  |  | http://prodrep.mrsteam.com/DocumentResources/fb82c221-da8d-4d90-ae1e-66670ba7542f.pdf | NO | Plastic; Metal | N/A | YES | N/A | YES | NO | YES | YES | YES | N/A | N/A | Wall-Mount | NO | 1; EA | NO | NO | NO | NO | PESTICIDE/AEROSOL: NO | CHEMICAL/SOLVENT: NO | Lead: No Mercury: No Silver: No Cadmium: No Chromium: No Barium: No Arsenic: No Selenium: No | PARCEL | 70 | N/A | N/A | N/A | N/A | N/A | N/A | N/A | N/A | N/A | N/A | N/A | N/A | NO | N/A | N/A | N/A | N/A | N/A | N/A | N/A | N/A | N/A | N/A | N/A | N/A | N/A | N/A | N/A | N/A | N/A | N/A | N/A | N/A | N/A | N/A | N/A | NO | NO | NO | 2017-06-24 | Mr. Steam Price Book 2017 | 2
ABUTLER2W-PB | CONTROL PACKAGE | AirButler | DISCONTINUED | AirButler 2 Package White Polished Brass | 767931904530 | 00767931904530 | POLISHED BRASS | AirButler 2 Package includes: (1) AirTempo™ Control Surface mount in White (2) Matching AirTempo SteamHead (1) SteamLinx (2) AutoFlush® (2) Condensation Pan. For generator models MSSUPER4E to MSSUPER6E | 2800 | 1960 | 2019-04-01 | Yes | 22 | 28 | 13 | 14 | 28 x 13 x 14 | 22 | 28 | 13 | 14 | 28 x 13 x 14 | We're here to help you build a personal oasis. But you wanted that oasis to be wireless. So we engineered a steam shower control that gives you an unmatched experience along with the convenience of a remote control. With no wires and no hassle, you're free to get lost in your steam shower retreat. | Not tethered by cables. You can use the control up to 60 feet away from the generator | Transform your senses with optional Chromatic Lighting & Aromatic Infusers | Quickly responds to user's touch inputs and reverts to sleep mode automatically when left idle while maintaining the set temperature | Create profiles for custom settings for temperature, time and more | Mount to nearly any hard surface or flush to the wall using a Flush Mount Kit | No need to run wires, great solution for covering a hole left by an old steam shower control |  |  |  |  | N/A | N/A | N/A | N/A | NO | N/A | All eSeries Generators | 104232RD-PB; 104232SQ-PB; MSTS | N/A | N/A | https://cdn.intelligencebank.com/us/share/B3R/KeX0/21y6/original/steam-logo-white.jpg | http://public2.intelligencebank.com/e2c56f829e1e5d82347c365bf31980f6/4a9e92395945f258ff5903378e93596a/ABUTLER2W-PB.jpg | N/A | N/A | https://vimeo.com/58153234 | https://vimeo.com/58153232 | https://vimeo.com/261136871 | N/A | http://prodrep.mrsteam.com/DocumentResources/d1f0ef4a-aa86-4f9f-b8e4-ceba8ace31f3.pdf | N/A | http://prodrep.mrsteam.com/DocumentResources/278f8bd4-e4dd-4dc6-bbf8-9b48e09be4aa.pdf | 1418919 | N/A | UNITED STATES | http://prodrep.mrsteam.com/DocumentResources/d6a61c17-60ee-4efc-b1ec-4fa4cb6c55b8.pdf | 72 HOURS |  |  | http://prodrep.mrsteam.com/DocumentResources/fb82c221-da8d-4d90-ae1e-66670ba7542f.pdf | NO | Plastic; Metal | N/A | YES | N/A | YES | NO | YES | YES | YES | N/A | N/A | Wall-Mount | NO | 1; EA | NO | NO | NO | NO | PESTICIDE/AEROSOL: NO | CHEMICAL/SOLVENT: NO | Lead: No Mercury: No Silver: No Cadmium: No Chromium: No Barium: No Arsenic: No Selenium: No | PARCEL | 70 | N/A | N/A | N/A | N/A | N/A | N/A | N/A | N/A | N/A | N/A | N/A | N/A | NO | N/A | N/A | N/A | N/A | N/A | N/A | N/A | N/A | N/A | N/A | N/A | N/A | N/A | N/A | N/A | N/A | N/A | N/A | N/A | N/A | N/A | N/A | N/A | NO | NO | NO | 2017-06-24 | Mr. Steam Price Book 2017 | 2
ABUTLER2W-PC | CONTROL PACKAGE | AirButler | DISCONTINUED | AirButler 2 Package White Polished Chrome | 767931904493 | 00767931904493 | POLISHED CHROME | AirButler 2 Package includes: (1) AirTempo™ Control Surface mount in White (2) Matching AirTempo SteamHead (1) SteamLinx (2) AutoFlush® (2) Condensation Pan. For generator models MSSUPER4E to MSSUPER6E | 2650 | 1855 | 2019-04-01 | Yes | 22 | 28 | 13 | 14 | 28 x 13 x 14 | 22 | 28 | 13 | 14 | 28 x 13 x 14 | We're here to help you build a personal oasis. But you wanted that oasis to be wireless. So we engineered a steam shower control that gives you an unmatched experience along with the convenience of a remote control. With no wires and no hassle, you're free to get lost in your steam shower retreat. | Not tethered by cables. You can use the control up to 60 feet away from the generator | Transform your senses with optional Chromatic Lighting & Aromatic Infusers | Quickly responds to user's touch inputs and reverts to sleep mode automatically when left idle while maintaining the set temperature | Create profiles for custom settings for temperature, time and more | Mount to nearly any hard surface or flush to the wall using a Flush Mount Kit | No need to run wires, great solution for covering a hole left by an old steam shower control |  |  |  |  | N/A | N/A | N/A | N/A | NO | N/A | All eSeries Generators | 104232RD-PC; 104232SQ-PC; MSTS | N/A | N/A | https://cdn.intelligencebank.com/us/share/B3R/KeX0/21y6/original/steam-logo-white.jpg | http://public2.intelligencebank.com/e2c56f829e1e5d82347c365bf31980f6/13ac09db3fb5470a8ecfb9bee301b197/ABUTLER2W-PC.jpg | N/A | N/A | https://vimeo.com/58153234 | https://vimeo.com/58153232 | https://vimeo.com/261136871 | N/A | http://prodrep.mrsteam.com/DocumentResources/d1f0ef4a-aa86-4f9f-b8e4-ceba8ace31f3.pdf | N/A | http://prodrep.mrsteam.com/DocumentResources/278f8bd4-e4dd-4dc6-bbf8-9b48e09be4aa.pdf | 1418919 | N/A | UNITED STATES | http://prodrep.mrsteam.com/DocumentResources/d6a61c17-60ee-4efc-b1ec-4fa4cb6c55b8.pdf | 72 HOURS |  |  | http://prodrep.mrsteam.com/DocumentResources/fb82c221-da8d-4d90-ae1e-66670ba7542f.pdf | NO | Plastic; Metal | N/A | YES | N/A | YES | NO | YES | YES | YES | N/A | N/A | Wall-Mount | NO | 1; EA | NO | NO | NO | NO | PESTICIDE/AEROSOL: NO | CHEMICAL/SOLVENT: NO | Lead: No Mercury: No Silver: No Cadmium: No Chromium: No Barium: No Arsenic: No Selenium: No | PARCEL | 70 | N/A | N/A | N/A | N/A | N/A | N/A | N/A | N/A | N/A | N/A | N/A | N/A | NO | N/A | N/A | N/A | N/A | N/A | N/A | N/A | N/A | N/A | N/A | N/A | N/A | N/A | N/A | N/A | N/A | N/A | N/A | N/A | N/A | N/A | N/A | N/A | NO | NO | NO | 2017-06-24 | Mr. Steam Price Book 2017 | 2
ABUTLER2W-PN | CONTROL PACKAGE | AirButler | DISCONTINUED | AirButler 2 Package White Polished Nickel | 767931904547 | 00767931904547 | POLISHED NICKEL | AirButler 2 Package includes: (1) AirTempo™ Control Surface mount in White (2) Matching AirTempo SteamHead (1) SteamLinx (2) AutoFlush® (2) Condensation Pan. For generator models MSSUPER4E to MSSUPER6E | 2800 | 1960 | 2019-04-01 | Yes | 22 | 28 | 13 | 14 | 28 x 13 x 14 | 22 | 28 | 13 | 14 | 28 x 13 x 14 | We're here to help you build a personal oasis. But you wanted that oasis to be wireless. So we engineered a steam shower control that gives you an unmatched experience along with the convenience of a remote control. With no wires and no hassle, you're free to get lost in your steam shower retreat. | Not tethered by cables. You can use the control up to 60 feet away from the generator | Transform your senses with optional Chromatic Lighting & Aromatic Infusers | Quickly responds to user's touch inputs and reverts to sleep mode automatically when left idle while maintaining the set temperature | Create profiles for custom settings for temperature, time and more | Mount to nearly any hard surface or flush to the wall using a Flush Mount Kit | No need to run wires, great solution for covering a hole left by an old steam shower control |  |  |  |  | N/A | N/A | N/A | N/A | NO | N/A | All eSeries Generators | 104232RD-PN; 104232SQ-PN; MSTS | N/A | N/A | https://cdn.intelligencebank.com/us/share/B3R/KeX0/21y6/original/steam-logo-white.jpg | http://public2.intelligencebank.com/e2c56f829e1e5d82347c365bf31980f6/b1009785618d2ce059767ad4640e9500/ABUTLER2W-PN.jpg | N/A | N/A | https://vimeo.com/58153234 | https://vimeo.com/58153232 | https://vimeo.com/261136871 | N/A | http://prodrep.mrsteam.com/DocumentResources/d1f0ef4a-aa86-4f9f-b8e4-ceba8ace31f3.pdf | N/A | http://prodrep.mrsteam.com/DocumentResources/278f8bd4-e4dd-4dc6-bbf8-9b48e09be4aa.pdf | 1418919 | N/A | UNITED STATES | http://prodrep.mrsteam.com/DocumentResources/d6a61c17-60ee-4efc-b1ec-4fa4cb6c55b8.pdf | 72 HOURS |  |  | http://prodrep.mrsteam.com/DocumentResources/fb82c221-da8d-4d90-ae1e-66670ba7542f.pdf | NO | Plastic; Metal | N/A | YES | N/A | YES | NO | YES | YES | YES | N/A | N/A | Wall-Mount | NO | 1; EA | NO | NO | NO | NO | PESTICIDE/AEROSOL: NO | CHEMICAL/SOLVENT: NO | Lead: No Mercury: No Silver: No Cadmium: No Chromium: No Barium: No Arsenic: No Selenium: No | PARCEL | 70 | N/A | N/A | N/A | N/A | N/A | N/A | N/A | N/A | N/A | N/A | N/A | N/A | NO | N/A | N/A | N/A | N/A | N/A | N/A | N/A | N/A | N/A | N/A | N/A | N/A | N/A | N/A | N/A | N/A | N/A | N/A | N/A | N/A | N/A | N/A | N/A | NO | NO | NO | 2017-06-24 | Mr. Steam Price Book 2017 | 2
ABUTLER2W-SB | CONTROL PACKAGE | AirButler | DISCONTINUED | AirButler 2 Package White Satin Brass | 767931910777 | 00767931910777 | SATIN BRASS | AirButler 2 Package includes: (1) AirTempo™ Control Surface mount in White (2) Matching AirTempo SteamHead (1) SteamLinx (2) AutoFlush® (2) Condensation Pan. For generator models MSSUPER4E to MSSUPER6E | 2800 | 1960 | 2019-04-01 | Yes | 22 | 28 | 13 | 14 | 28 x 13 x 14 | 22 | 28 | 13 | 14 | 28 x 13 x 14 | We're here to help you build a personal oasis. But you wanted that oasis to be wireless. So we engineered a steam shower control that gives you an unmatched experience along with the convenience of a remote control. With no wires and no hassle, you're free to get lost in your steam shower retreat. | Not tethered by cables. You can use the control up to 60 feet away from the generator | Transform your senses with optional Chromatic Lighting & Aromatic Infusers | Quickly responds to user's touch inputs and reverts to sleep mode automatically when left idle while maintaining the set temperature | Create profiles for custom settings for temperature, time and more | Mount to nearly any hard surface or flush to the wall using a Flush Mount Kit | No need to run wires, great solution for covering a hole left by an old steam shower control |  |  |  |  | N/A | N/A | N/A | N/A | NO | N/A | All eSeries Generators | 104232RD-SB; 104232SQ-SB; MSTS | N/A | N/A | https://cdn.intelligencebank.com/us/share/B3R/KeX0/21y6/original/steam-logo-white.jpg | http://public2.intelligencebank.com/e2c56f829e1e5d82347c365bf31980f6/b963f498cdc822ec35f47b6c6e6a8a59/ABUTLER2W-SB.jpg | N/A | N/A | https://vimeo.com/58153234 | https://vimeo.com/58153232 | https://vimeo.com/261136871 | N/A | http://prodrep.mrsteam.com/DocumentResources/d1f0ef4a-aa86-4f9f-b8e4-ceba8ace31f3.pdf | N/A | http://prodrep.mrsteam.com/DocumentResources/278f8bd4-e4dd-4dc6-bbf8-9b48e09be4aa.pdf | 1418919 | N/A | UNITED STATES | http://prodrep.mrsteam.com/DocumentResources/d6a61c17-60ee-4efc-b1ec-4fa4cb6c55b8.pdf | 72 HOURS |  |  | http://prodrep.mrsteam.com/DocumentResources/fb82c221-da8d-4d90-ae1e-66670ba7542f.pdf | NO | Plastic; Metal | N/A | YES | N/A | YES | NO | YES | YES | YES | N/A | N/A | Wall-Mount | NO | 1; EA | NO | NO | NO | NO | PESTICIDE/AEROSOL: NO | CHEMICAL/SOLVENT: NO | Lead: No Mercury: No Silver: No Cadmium: No Chromium: No Barium: No Arsenic: No Selenium: No | PARCEL | 70 | N/A | N/A | N/A | N/A | N/A | N/A | N/A | N/A | N/A | N/A | N/A | N/A | NO | N/A | N/A | N/A | N/A | N/A | N/A | N/A | N/A | N/A | N/A | N/A | N/A | N/A | N/A | N/A | N/A | N/A | N/A | N/A | N/A | N/A | N/A | N/A | NO | NO | NO | 2017-06-24 | Mr. Steam Price Book 2017 | 2
ABUTLERL2BBB | CONTROL PACKAGE | AirButler Linear | DISCONTINUED | AirButler 2 Linear Package Black Brushed Bronze | 767931907982 | 00767931907982 | BRUSHED BRONZE | AirButler 2 Package includes: (1) AirTempo™ Control Surface mount in White (2) Linear SteamHead (1) SteamLinx (2) AutoFlush® (2) Condensation Pan. For generator models MSSUPER4E to MSSUPER6E | 3100 | 2170 | 2019-04-01 | Yes | 26 | 28 | 13 | 14 | 28 x 13 x 14 | 26 | 28 | 13 | 14 | 28 x 13 x 14 | We're here to help you build a personal oasis. But you wanted that oasis to be wireless. So we engineered a steam shower control that gives you an unmatched experience along with the convenience of a remote control. With no wires and no hassle, you're free to get lost in your steam shower retreat. | Not tethered by cables. You can use the control up to 60 feet away from the generator | Transform your senses with optional Chromatic Lighting & Aromatic Infusers | Quickly responds to user's touch inputs and reverts to sleep mode automatically when left idle while maintaining the set temperature | Create profiles for custom settings for temperature, time and more | Mount to nearly any hard surface or flush to the wall using a Flush Mount Kit | No need to run wires, great solution for covering a hole left by an old steam shower control |  |  |  |  | N/A | N/A | N/A | N/A | NO | N/A | All eSeries Generators | MSTS | N/A | N/A | https://cdn.intelligencebank.com/us/share/B3R/KeX0/21y6/original/steam-logo-white.jpg | http://public2.intelligencebank.com/e2c56f829e1e5d82347c365bf31980f6/2a8b128c1cea7e67bd9e6e29bcefa759/ABUTLERL2BBB.jpg | N/A | N/A | https://vimeo.com/58153234 | https://vimeo.com/58153232 | https://vimeo.com/261136871 | N/A | http://prodrep.mrsteam.com/DocumentResources/d1f0ef4a-aa86-4f9f-b8e4-ceba8ace31f3.pdf | N/A | http://prodrep.mrsteam.com/DocumentResources/278f8bd4-e4dd-4dc6-bbf8-9b48e09be4aa.pdf | 1418919 | N/A | UNITED STATES | http://prodrep.mrsteam.com/DocumentResources/d6a61c17-60ee-4efc-b1ec-4fa4cb6c55b8.pdf | 72 HOURS |  |  | http://prodrep.mrsteam.com/DocumentResources/fb82c221-da8d-4d90-ae1e-66670ba7542f.pdf | NO | Plastic; Metal | N/A | YES | N/A | YES | NO | YES | YES | YES | N/A | N/A | Wall-Mount | NO | 1; EA | NO | NO | NO | NO | PESTICIDE/AEROSOL: NO | CHEMICAL/SOLVENT: NO | Lead: No Mercury: No Silver: No Cadmium: No Chromium: No Barium: No Arsenic: No Selenium: No | PARCEL | 70 | N/A | N/A | N/A | N/A | N/A | N/A | N/A | N/A | N/A | N/A | N/A | N/A | NO | N/A | N/A | N/A | N/A | N/A | N/A | N/A | N/A | N/A | N/A | N/A | N/A | N/A | N/A | N/A | N/A | N/A | N/A | N/A | N/A | N/A | N/A | N/A | NO | NO | NO | 2017-06-24 | Mr. Steam Price Book 2017 | 2
ABUTLERL2BBN | CONTROL PACKAGE | AirButler Linear | DISCONTINUED | AirButler 2 Linear Package Black Brushed Nickel | 767931907999 | 00767931907999 | BRUSHED NICKEL | AirButler 2 Package includes: (1) AirTempo™ Control Surface mount in White (2) Linear SteamHead (1) SteamLinx (2) AutoFlush® (2) Condensation Pan. For generator models MSSUPER4E to MSSUPER6E | 3100 | 2170 | 2019-04-01 | Yes | 26 | 28 | 13 | 14 | 28 x 13 x 14 | 26 | 28 | 13 | 14 | 28 x 13 x 14 | We're here to help you build a personal oasis. But you wanted that oasis to be wireless. So we engineered a steam shower control that gives you an unmatched experience along with the convenience of a remote control. With no wires and no hassle, you're free to get lost in your steam shower retreat. | Not tethered by cables. You can use the control up to 60 feet away from the generator | Transform your senses with optional Chromatic Lighting & Aromatic Infusers | Quickly responds to user's touch inputs and reverts to sleep mode automatically when left idle while maintaining the set temperature | Create profiles for custom settings for temperature, time and more | Mount to nearly any hard surface or flush to the wall using a Flush Mount Kit | No need to run wires, great solution for covering a hole left by an old steam shower control |  |  |  |  | N/A | N/A | N/A | N/A | NO | N/A | All eSeries Generators | MSTS | N/A | N/A | https://cdn.intelligencebank.com/us/share/B3R/KeX0/21y6/original/steam-logo-white.jpg | http://public2.intelligencebank.com/e2c56f829e1e5d82347c365bf31980f6/8bf29df4d644225f5f1ba8e6df5cf6b1/ABUTLERL2BBN.jpg | N/A | N/A | https://vimeo.com/58153234 | https://vimeo.com/58153232 | https://vimeo.com/261136871 | N/A | http://prodrep.mrsteam.com/DocumentResources/d1f0ef4a-aa86-4f9f-b8e4-ceba8ace31f3.pdf | N/A | http://prodrep.mrsteam.com/DocumentResources/278f8bd4-e4dd-4dc6-bbf8-9b48e09be4aa.pdf | 1418919 | N/A | UNITED STATES | http://prodrep.mrsteam.com/DocumentResources/d6a61c17-60ee-4efc-b1ec-4fa4cb6c55b8.pdf | 72 HOURS |  |  | http://prodrep.mrsteam.com/DocumentResources/fb82c221-da8d-4d90-ae1e-66670ba7542f.pdf | NO | Plastic; Metal | N/A | YES | N/A | YES | NO | YES | YES | YES | N/A | N/A | Wall-Mount | NO | 1; EA | NO | NO | NO | NO | PESTICIDE/AEROSOL: NO | CHEMICAL/SOLVENT: NO | Lead: No Mercury: No Silver: No Cadmium: No Chromium: No Barium: No Arsenic: No Selenium: No | PARCEL | 70 | N/A | N/A | N/A | N/A | N/A | N/A | N/A | N/A | N/A | N/A | N/A | N/A | NO | N/A | N/A | N/A | N/A | N/A | N/A | N/A | N/A | N/A | N/A | N/A | N/A | N/A | N/A | N/A | N/A | N/A | N/A | N/A | N/A | N/A | N/A | N/A | NO | NO | NO | 2017-06-24 | Mr. Steam Price Book 2017 | 2
ABUTLERL2BOR | CONTROL PACKAGE | AirButler Linear | DISCONTINUED | AirButler 2 Linear Package Black Oil Rubbed Bronze | 767931908002 | 00767931908002 | OIL RUBBED BRONZE | AirButler 2 Package includes: (1) AirTempo™ Control Surface mount in White (2) Linear SteamHead (1) SteamLinx (2) AutoFlush® (2) Condensation Pan. For generator models MSSUPER4E to MSSUPER6E | 3100 | 2170 | 2019-04-01 | Yes | 26 | 28 | 13 | 14 | 28 x 13 x 14 | 26 | 28 | 13 | 14 | 28 x 13 x 14 | We're here to help you build a personal oasis. But you wanted that oasis to be wireless. So we engineered a steam shower control that gives you an unmatched experience along with the convenience of a remote control. With no wires and no hassle, you're free to get lost in your steam shower retreat. | Not tethered by cables. You can use the control up to 60 feet away from the generator | Transform your senses with optional Chromatic Lighting & Aromatic Infusers | Quickly responds to user's touch inputs and reverts to sleep mode automatically when left idle while maintaining the set temperature | Create profiles for custom settings for temperature, time and more | Mount to nearly any hard surface or flush to the wall using a Flush Mount Kit | No need to run wires, great solution for covering a hole left by an old steam shower control |  |  |  |  | N/A | N/A | N/A | N/A | NO | N/A | All eSeries Generators | MSTS | N/A | N/A | https://cdn.intelligencebank.com/us/share/B3R/KeX0/21y6/original/steam-logo-white.jpg | http://public2.intelligencebank.com/e2c56f829e1e5d82347c365bf31980f6/f42dadcb648acf961113a19af5b453c6/ABUTLERL2BOR.jpg | N/A | N/A | https://vimeo.com/58153234 | https://vimeo.com/58153232 | https://vimeo.com/261136871 | N/A | http://prodrep.mrsteam.com/DocumentResources/d1f0ef4a-aa86-4f9f-b8e4-ceba8ace31f3.pdf | N/A | http://prodrep.mrsteam.com/DocumentResources/278f8bd4-e4dd-4dc6-bbf8-9b48e09be4aa.pdf | 1418919 | N/A | UNITED STATES | http://prodrep.mrsteam.com/DocumentResources/d6a61c17-60ee-4efc-b1ec-4fa4cb6c55b8.pdf | 72 HOURS |  |  | http://prodrep.mrsteam.com/DocumentResources/fb82c221-da8d-4d90-ae1e-66670ba7542f.pdf | NO | Plastic; Metal | N/A | YES | N/A | YES | NO | YES | YES | YES | N/A | N/A | Wall-Mount | NO | 1; EA | NO | NO | NO | NO | PESTICIDE/AEROSOL: NO | CHEMICAL/SOLVENT: NO | Lead: No Mercury: No Silver: No Cadmium: No Chromium: No Barium: No Arsenic: No Selenium: No | PARCEL | 70 | N/A | N/A | N/A | N/A | N/A | N/A | N/A | N/A | N/A | N/A | N/A | N/A | NO | N/A | N/A | N/A | N/A | N/A | N/A | N/A | N/A | N/A | N/A | N/A | N/A | N/A | N/A | N/A | N/A | N/A | N/A | N/A | N/A | N/A | N/A | N/A | NO | NO | NO | 2017-06-24 | Mr. Steam Price Book 2017 | 2
ABUTLERL2BPB | CONTROL PACKAGE | AirButler Linear | DISCONTINUED | AirButler 2 Linear Package Black Polished Brass | 767931908019 | 00767931908019 | POLISHED BRASS | AirButler 2 Package includes: (1) AirTempo™ Control Surface mount in White (2) Linear SteamHead (1) SteamLinx (2) AutoFlush® (2) Condensation Pan. For generator models MSSUPER4E to MSSUPER6E | 3100 | 2170 | 2019-04-01 | Yes | 26 | 28 | 13 | 14 | 28 x 13 x 14 | 26 | 28 | 13 | 14 | 28 x 13 x 14 | We're here to help you build a personal oasis. But you wanted that oasis to be wireless. So we engineered a steam shower control that gives you an unmatched experience along with the convenience of a remote control. With no wires and no hassle, you're free to get lost in your steam shower retreat. | Not tethered by cables. You can use the control up to 60 feet away from the generator | Transform your senses with optional Chromatic Lighting & Aromatic Infusers | Quickly responds to user's touch inputs and reverts to sleep mode automatically when left idle while maintaining the set temperature | Create profiles for custom settings for temperature, time and more | Mount to nearly any hard surface or flush to the wall using a Flush Mount Kit | No need to run wires, great solution for covering a hole left by an old steam shower control |  |  |  |  | N/A | N/A | N/A | N/A | NO | N/A | All eSeries Generators | MSTS | N/A | N/A | https://cdn.intelligencebank.com/us/share/B3R/KeX0/21y6/original/steam-logo-white.jpg | http://public2.intelligencebank.com/e2c56f829e1e5d82347c365bf31980f6/52770e58c59a28ac4b2fdd3fe102250f/ABUTLERL2BPB.jpg | N/A | N/A | https://vimeo.com/58153234 | https://vimeo.com/58153232 | https://vimeo.com/261136871 | N/A | http://prodrep.mrsteam.com/DocumentResources/d1f0ef4a-aa86-4f9f-b8e4-ceba8ace31f3.pdf | N/A | http://prodrep.mrsteam.com/DocumentResources/278f8bd4-e4dd-4dc6-bbf8-9b48e09be4aa.pdf | 1418919 | N/A | UNITED STATES | http://prodrep.mrsteam.com/DocumentResources/d6a61c17-60ee-4efc-b1ec-4fa4cb6c55b8.pdf | 72 HOURS |  |  | http://prodrep.mrsteam.com/DocumentResources/fb82c221-da8d-4d90-ae1e-66670ba7542f.pdf | NO | Plastic; Metal | N/A | YES | N/A | YES | NO | YES | YES | YES | N/A | N/A | Wall-Mount | NO | 1; EA | NO | NO | NO | NO | PESTICIDE/AEROSOL: NO | CHEMICAL/SOLVENT: NO | Lead: No Mercury: No Silver: No Cadmium: No Chromium: No Barium: No Arsenic: No Selenium: No | PARCEL | 70 | N/A | N/A | N/A | N/A | N/A | N/A | N/A | N/A | N/A | N/A | N/A | N/A | NO | N/A | N/A | N/A | N/A | N/A | N/A | N/A | N/A | N/A | N/A | N/A | N/A | N/A | N/A | N/A | N/A | N/A | N/A | N/A | N/A | N/A | N/A | N/A | NO | NO | NO | 2017-06-24 | Mr. Steam Price Book 2017 | 2
ABUTLERL2BPC | CONTROL PACKAGE | AirButler Linear | DISCONTINUED | AirButler 2 Linear Package Black Polished Chrome | 767931908026 | 00767931908026 | POLISHED CHROME | AirButler 2 Package includes: (1) AirTempo™ Control Surface mount in White (2) Linear SteamHead (1) SteamLinx (2) AutoFlush® (2) Condensation Pan. For generator models MSSUPER4E to MSSUPER6E | 3000 | 2100 | 2019-04-01 | Yes | 26 | 28 | 13 | 14 | 28 x 13 x 14 | 26 | 28 | 13 | 14 | 28 x 13 x 14 | We're here to help you build a personal oasis. But you wanted that oasis to be wireless. So we engineered a steam shower control that gives you an unmatched experience along with the convenience of a remote control. With no wires and no hassle, you're free to get lost in your steam shower retreat. | Not tethered by cables. You can use the control up to 60 feet away from the generator | Transform your senses with optional Chromatic Lighting & Aromatic Infusers | Quickly responds to user's touch inputs and reverts to sleep mode automatically when left idle while maintaining the set temperature | Create profiles for custom settings for temperature, time and more | Mount to nearly any hard surface or flush to the wall using a Flush Mount Kit | No need to run wires, great solution for covering a hole left by an old steam shower control |  |  |  |  | N/A | N/A | N/A | N/A | NO | N/A | All eSeries Generators | MSTS | N/A | N/A | https://cdn.intelligencebank.com/us/share/B3R/KeX0/21y6/original/steam-logo-white.jpg | http://public2.intelligencebank.com/e2c56f829e1e5d82347c365bf31980f6/4a585082300ff8098753b3927f8fe278/ABUTLERL2BPC.jpg | N/A | N/A | https://vimeo.com/58153234 | https://vimeo.com/58153232 | https://vimeo.com/261136871 | N/A | http://prodrep.mrsteam.com/DocumentResources/d1f0ef4a-aa86-4f9f-b8e4-ceba8ace31f3.pdf | N/A | http://prodrep.mrsteam.com/DocumentResources/278f8bd4-e4dd-4dc6-bbf8-9b48e09be4aa.pdf | 1418919 | N/A | UNITED STATES | http://prodrep.mrsteam.com/DocumentResources/d6a61c17-60ee-4efc-b1ec-4fa4cb6c55b8.pdf | 72 HOURS |  |  | http://prodrep.mrsteam.com/DocumentResources/fb82c221-da8d-4d90-ae1e-66670ba7542f.pdf | NO | Plastic; Metal | N/A | YES | N/A | YES | NO | YES | YES | YES | N/A | N/A | Wall-Mount | NO | 1; EA | NO | NO | NO | NO | PESTICIDE/AEROSOL: NO | CHEMICAL/SOLVENT: NO | Lead: No Mercury: No Silver: No Cadmium: No Chromium: No Barium: No Arsenic: No Selenium: No | PARCEL | 70 | N/A | N/A | N/A | N/A | N/A | N/A | N/A | N/A | N/A | N/A | N/A | N/A | NO | N/A | N/A | N/A | N/A | N/A | N/A | N/A | N/A | N/A | N/A | N/A | N/A | N/A | N/A | N/A | N/A | N/A | N/A | N/A | N/A | N/A | N/A | N/A | NO | NO | NO | 2017-06-24 | Mr. Steam Price Book 2017 | 2
ABUTLERL2BPN | CONTROL PACKAGE | AirButler Linear | DISCONTINUED | AirButler 2 Linear Package Black Polished Nickel | 767931908033 | 00767931908033 | POLISHED NICKEL | AirButler 2 Package includes: (1) AirTempo™ Control Surface mount in White (2) Linear SteamHead (1) SteamLinx (2) AutoFlush® (2) Condensation Pan. For generator models MSSUPER4E to MSSUPER6E | 3100 | 2170 | 2019-04-01 | Yes | 26 | 28 | 13 | 14 | 28 x 13 x 14 | 26 | 28 | 13 | 14 | 28 x 13 x 14 | We're here to help you build a personal oasis. But you wanted that oasis to be wireless. So we engineered a steam shower control that gives you an unmatched experience along with the convenience of a remote control. With no wires and no hassle, you're free to get lost in your steam shower retreat. | Not tethered by cables. You can use the control up to 60 feet away from the generator | Transform your senses with optional Chromatic Lighting & Aromatic Infusers | Quickly responds to user's touch inputs and reverts to sleep mode automatically when left idle while maintaining the set temperature | Create profiles for custom settings for temperature, time and more | Mount to nearly any hard surface or flush to the wall using a Flush Mount Kit | No need to run wires, great solution for covering a hole left by an old steam shower control |  |  |  |  | N/A | N/A | N/A | N/A | NO | N/A | All eSeries Generators | MSTS | N/A | N/A | https://cdn.intelligencebank.com/us/share/B3R/KeX0/21y6/original/steam-logo-white.jpg | http://public2.intelligencebank.com/e2c56f829e1e5d82347c365bf31980f6/9f9dbf6d03878729a628915bb030056f/ABUTLERL2BPN.jpg | N/A | N/A | https://vimeo.com/58153234 | https://vimeo.com/58153232 | https://vimeo.com/261136871 | N/A | http://prodrep.mrsteam.com/DocumentResources/d1f0ef4a-aa86-4f9f-b8e4-ceba8ace31f3.pdf | N/A | http://prodrep.mrsteam.com/DocumentResources/278f8bd4-e4dd-4dc6-bbf8-9b48e09be4aa.pdf | 1418919 | N/A | UNITED STATES | http://prodrep.mrsteam.com/DocumentResources/d6a61c17-60ee-4efc-b1ec-4fa4cb6c55b8.pdf | 72 HOURS |  |  | http://prodrep.mrsteam.com/DocumentResources/fb82c221-da8d-4d90-ae1e-66670ba7542f.pdf | NO | Plastic; Metal | N/A | YES | N/A | YES | NO | YES | YES | YES | N/A | N/A | Wall-Mount | NO | 1; EA | NO | NO | NO | NO | PESTICIDE/AEROSOL: NO | CHEMICAL/SOLVENT: NO | Lead: No Mercury: No Silver: No Cadmium: No Chromium: No Barium: No Arsenic: No Selenium: No | PARCEL | 70 | N/A | N/A | N/A | N/A | N/A | N/A | N/A | N/A | N/A | N/A | N/A | N/A | NO | N/A | N/A | N/A | N/A | N/A | N/A | N/A | N/A | N/A | N/A | N/A | N/A | N/A | N/A | N/A | N/A | N/A | N/A | N/A | N/A | N/A | N/A | N/A | NO | NO | NO | 2017-06-24 | Mr. Steam Price Book 2017 | 2
ABUTLERL2BSB | CONTROL PACKAGE | AirButler Linear | DISCONTINUED | AirButler 2 Linear Package Black Satin Brass | 767931910807 | 00767931910807 | SATIN BRASS | AirButler 2 Package includes: (1) AirTempo™ Control Surface mount in White (2) Linear SteamHead (1) SteamLinx (2) AutoFlush® (2) Condensation Pan. For generator models MSSUPER4E to MSSUPER6E | 3100 | 2170 | 2019-04-01 | Yes | 26 | 28 | 13 | 14 | 28 x 13 x 14 | 26 | 28 | 13 | 14 | 28 x 13 x 14 | We're here to help you build a personal oasis. But you wanted that oasis to be wireless. So we engineered a steam shower control that gives you an unmatched experience along with the convenience of a remote control. With no wires and no hassle, you're free to get lost in your steam shower retreat. | Not tethered by cables. You can use the control up to 60 feet away from the generator | Transform your senses with optional Chromatic Lighting & Aromatic Infusers | Quickly responds to user's touch inputs and reverts to sleep mode automatically when left idle while maintaining the set temperature | Create profiles for custom settings for temperature, time and more | Mount to nearly any hard surface or flush to the wall using a Flush Mount Kit | No need to run wires, great solution for covering a hole left by an old steam shower control |  |  |  |  | N/A | N/A | N/A | N/A | NO | N/A | All eSeries Generators | MSTS | N/A | N/A | https://cdn.intelligencebank.com/us/share/B3R/KeX0/21y6/original/steam-logo-white.jpg | http://public2.intelligencebank.com/e2c56f829e1e5d82347c365bf31980f6/2161541ec3a16378970dee4c84a69b09/ABUTLERL2BSB.jpg | N/A | N/A | https://vimeo.com/58153234 | https://vimeo.com/58153232 | https://vimeo.com/261136871 | N/A | http://prodrep.mrsteam.com/DocumentResources/d1f0ef4a-aa86-4f9f-b8e4-ceba8ace31f3.pdf | N/A | http://prodrep.mrsteam.com/DocumentResources/278f8bd4-e4dd-4dc6-bbf8-9b48e09be4aa.pdf | 1418919 | N/A | UNITED STATES | http://prodrep.mrsteam.com/DocumentResources/d6a61c17-60ee-4efc-b1ec-4fa4cb6c55b8.pdf | 72 HOURS |  |  | http://prodrep.mrsteam.com/DocumentResources/fb82c221-da8d-4d90-ae1e-66670ba7542f.pdf | NO | Plastic; Metal | N/A | YES | N/A | YES | NO | YES | YES | YES | N/A | N/A | Wall-Mount | NO | 1; EA | NO | NO | NO | NO | PESTICIDE/AEROSOL: NO | CHEMICAL/SOLVENT: NO | Lead: No Mercury: No Silver: No Cadmium: No Chromium: No Barium: No Arsenic: No Selenium: No | PARCEL | 70 | N/A | N/A | N/A | N/A | N/A | N/A | N/A | N/A | N/A | N/A | N/A | N/A | NO | N/A | N/A | N/A | N/A | N/A | N/A | N/A | N/A | N/A | N/A | N/A | N/A | N/A | N/A | N/A | N/A | N/A | N/A | N/A | N/A | N/A | N/A | N/A | NO | NO | NO | 2017-06-24 | Mr. Steam Price Book 2017 | 2
ABUTLERL2WBB | CONTROL PACKAGE | AirButler Linear | DISCONTINUED | AirButler 2 Linear Package White Brushed Bronze | 767931907920 | 00767931907920 | BRUSHED BRONZE | AirButler 2 Package includes: (1) AirTempo™ Control Surface mount in White (2) Linear SteamHead (1) SteamLinx (2) AutoFlush® (2) Condensation Pan. For generator models MSSUPER4E to MSSUPER6E | 3100 | 2170 | 2019-04-01 | Yes | 26 | 28 | 13 | 14 | 28 x 13 x 14 | 26 | 28 | 13 | 14 | 28 x 13 x 14 | We're here to help you build a personal oasis. But you wanted that oasis to be wireless. So we engineered a steam shower control that gives you an unmatched experience along with the convenience of a remote control. With no wires and no hassle, you're free to get lost in your steam shower retreat. | Not tethered by cables. You can use the control up to 60 feet away from the generator | Transform your senses with optional Chromatic Lighting & Aromatic Infusers | Quickly responds to user's touch inputs and reverts to sleep mode automatically when left idle while maintaining the set temperature | Create profiles for custom settings for temperature, time and more | Mount to nearly any hard surface or flush to the wall using a Flush Mount Kit | No need to run wires, great solution for covering a hole left by an old steam shower control |  |  |  |  | N/A | N/A | N/A | N/A | NO | N/A | All eSeries Generators | MSTS | N/A | N/A | https://cdn.intelligencebank.com/us/share/B3R/KeX0/21y6/original/steam-logo-white.jpg | http://public2.intelligencebank.com/e2c56f829e1e5d82347c365bf31980f6/4d38d35b73464113697d88e0f1f76f07/ABUTLERL2WBB.jpg | N/A | N/A | https://vimeo.com/58153234 | https://vimeo.com/58153232 | https://vimeo.com/261136871 | N/A | http://prodrep.mrsteam.com/DocumentResources/d1f0ef4a-aa86-4f9f-b8e4-ceba8ace31f3.pdf | N/A | http://prodrep.mrsteam.com/DocumentResources/278f8bd4-e4dd-4dc6-bbf8-9b48e09be4aa.pdf | 1418919 | N/A | UNITED STATES | http://prodrep.mrsteam.com/DocumentResources/d6a61c17-60ee-4efc-b1ec-4fa4cb6c55b8.pdf | 72 HOURS |  |  | http://prodrep.mrsteam.com/DocumentResources/fb82c221-da8d-4d90-ae1e-66670ba7542f.pdf | NO | Plastic; Metal | N/A | YES | N/A | YES | NO | YES | YES | YES | N/A | N/A | Wall-Mount | NO | 1; EA | NO | NO | NO | NO | PESTICIDE/AEROSOL: NO | CHEMICAL/SOLVENT: NO | Lead: No Mercury: No Silver: No Cadmium: No Chromium: No Barium: No Arsenic: No Selenium: No | PARCEL | 70 | N/A | N/A | N/A | N/A | N/A | N/A | N/A | N/A | N/A | N/A | N/A | N/A | NO | N/A | N/A | N/A | N/A | N/A | N/A | N/A | N/A | N/A | N/A | N/A | N/A | N/A | N/A | N/A | N/A | N/A | N/A | N/A | N/A | N/A | N/A | N/A | NO | NO | NO | 2017-06-24 | Mr. Steam Price Book 2017 | 2
ABUTLERL2WBN | CONTROL PACKAGE | AirButler Linear | DISCONTINUED | AirButler 2 Linear Package White Brushed Nickel | 767931907937 | 00767931907937 | BRUSHED NICKEL | AirButler 2 Package includes: (1) AirTempo™ Control Surface mount in White (2) Linear SteamHead (1) SteamLinx (2) AutoFlush® (2) Condensation Pan. For generator models MSSUPER4E to MSSUPER6E | 3100 | 2170 | 2019-04-01 | Yes | 26 | 28 | 13 | 14 | 28 x 13 x 14 | 26 | 28 | 13 | 14 | 28 x 13 x 14 | We're here to help you build a personal oasis. But you wanted that oasis to be wireless. So we engineered a steam shower control that gives you an unmatched experience along with the convenience of a remote control. With no wires and no hassle, you're free to get lost in your steam shower retreat. | Not tethered by cables. You can use the control up to 60 feet away from the generator | Transform your senses with optional Chromatic Lighting & Aromatic Infusers | Quickly responds to user's touch inputs and reverts to sleep mode automatically when left idle while maintaining the set temperature | Create profiles for custom settings for temperature, time and more | Mount to nearly any hard surface or flush to the wall using a Flush Mount Kit | No need to run wires, great solution for covering a hole left by an old steam shower control |  |  |  |  | N/A | N/A | N/A | N/A | NO | N/A | All eSeries Generators | MSTS | N/A | N/A | https://cdn.intelligencebank.com/us/share/B3R/KeX0/21y6/original/steam-logo-white.jpg | http://public2.intelligencebank.com/e2c56f829e1e5d82347c365bf31980f6/54afdf42decc2c236e56442d22df6895/ABUTLERL2WBN.jpg | N/A | N/A | https://vimeo.com/58153234 | https://vimeo.com/58153232 | https://vimeo.com/261136871 | N/A | http://prodrep.mrsteam.com/DocumentResources/d1f0ef4a-aa86-4f9f-b8e4-ceba8ace31f3.pdf | N/A | http://prodrep.mrsteam.com/DocumentResources/278f8bd4-e4dd-4dc6-bbf8-9b48e09be4aa.pdf | 1418919 | N/A | UNITED STATES | http://prodrep.mrsteam.com/DocumentResources/d6a61c17-60ee-4efc-b1ec-4fa4cb6c55b8.pdf | 72 HOURS |  |  | http://prodrep.mrsteam.com/DocumentResources/fb82c221-da8d-4d90-ae1e-66670ba7542f.pdf | NO | Plastic; Metal | N/A | YES | N/A | YES | NO | YES | YES | YES | N/A | N/A | Wall-Mount | NO | 1; EA | NO | NO | NO | NO | PESTICIDE/AEROSOL: NO | CHEMICAL/SOLVENT: NO | Lead: No Mercury: No Silver: No Cadmium: No Chromium: No Barium: No Arsenic: No Selenium: No | PARCEL | 70 | N/A | N/A | N/A | N/A | N/A | N/A | N/A | N/A | N/A | N/A | N/A | N/A | NO | N/A | N/A | N/A | N/A | N/A | N/A | N/A | N/A | N/A | N/A | N/A | N/A | N/A | N/A | N/A | N/A | N/A | N/A | N/A | N/A | N/A | N/A | N/A | NO | NO | NO | 2017-06-24 | Mr. Steam Price Book 2017 | 2
ABUTLERL2WOR | CONTROL PACKAGE | AirButler Linear | DISCONTINUED | AirButler 2 Linear Package White Oil Rubbed Bronze | 767931907944 | 00767931907944 | OIL RUBBED BRONZE | AirButler 2 Package includes: (1) AirTempo™ Control Surface mount in White (2) Linear SteamHead (1) SteamLinx (2) AutoFlush® (2) Condensation Pan. For generator models MSSUPER4E to MSSUPER6E | 3100 | 2170 | 2019-04-01 | Yes | 26 | 28 | 13 | 14 | 28 x 13 x 14 | 26 | 28 | 13 | 14 | 28 x 13 x 14 | We're here to help you build a personal oasis. But you wanted that oasis to be wireless. So we engineered a steam shower control that gives you an unmatched experience along with the convenience of a remote control. With no wires and no hassle, you're free to get lost in your steam shower retreat. | Not tethered by cables. You can use the control up to 60 feet away from the generator | Transform your senses with optional Chromatic Lighting & Aromatic Infusers | Quickly responds to user's touch inputs and reverts to sleep mode automatically when left idle while maintaining the set temperature | Create profiles for custom settings for temperature, time and more | Mount to nearly any hard surface or flush to the wall using a Flush Mount Kit | No need to run wires, great solution for covering a hole left by an old steam shower control |  |  |  |  | N/A | N/A | N/A | N/A | NO | N/A | All eSeries Generators | MSTS | N/A | N/A | https://cdn.intelligencebank.com/us/share/B3R/KeX0/21y6/original/steam-logo-white.jpg | http://public2.intelligencebank.com/e2c56f829e1e5d82347c365bf31980f6/f6bdc0b10ec17d4bc2a93dce1e0cae4b/ABUTLERL2WOR.jpg | N/A | N/A | https://vimeo.com/58153234 | https://vimeo.com/58153232 | https://vimeo.com/261136871 | N/A | http://prodrep.mrsteam.com/DocumentResources/d1f0ef4a-aa86-4f9f-b8e4-ceba8ace31f3.pdf | N/A | http://prodrep.mrsteam.com/DocumentResources/278f8bd4-e4dd-4dc6-bbf8-9b48e09be4aa.pdf | 1418919 | N/A | UNITED STATES | http://prodrep.mrsteam.com/DocumentResources/d6a61c17-60ee-4efc-b1ec-4fa4cb6c55b8.pdf | 72 HOURS |  |  | http://prodrep.mrsteam.com/DocumentResources/fb82c221-da8d-4d90-ae1e-66670ba7542f.pdf | NO | Plastic; Metal | N/A | YES | N/A | YES | NO | YES | YES | YES | N/A | N/A | Wall-Mount | NO | 1; EA | NO | NO | NO | NO | PESTICIDE/AEROSOL: NO | CHEMICAL/SOLVENT: NO | Lead: No Mercury: No Silver: No Cadmium: No Chromium: No Barium: No Arsenic: No Selenium: No | PARCEL | 70 | N/A | N/A | N/A | N/A | N/A | N/A | N/A | N/A | N/A | N/A | N/A | N/A | NO | N/A | N/A | N/A | N/A | N/A | N/A | N/A | N/A | N/A | N/A | N/A | N/A | N/A | N/A | N/A | N/A | N/A | N/A | N/A | N/A | N/A | N/A | N/A | NO | NO | NO | 2017-06-24 | Mr. Steam Price Book 2017 | 2
ABUTLERL2WPB | CONTROL PACKAGE | AirButler Linear | DISCONTINUED | AirButler 2 Linear Package White Polished Brass | 767931907951 | 00767931907951 | POLISHED BRASS | AirButler 2 Package includes: (1) AirTempo™ Control Surface mount in White (2) Linear SteamHead (1) SteamLinx (2) AutoFlush® (2) Condensation Pan. For generator models MSSUPER4E to MSSUPER6E | 3100 | 2170 | 2019-04-01 | Yes | 26 | 28 | 13 | 14 | 28 x 13 x 14 | 26 | 28 | 13 | 14 | 28 x 13 x 14 | We're here to help you build a personal oasis. But you wanted that oasis to be wireless. So we engineered a steam shower control that gives you an unmatched experience along with the convenience of a remote control. With no wires and no hassle, you're free to get lost in your steam shower retreat. | Not tethered by cables. You can use the control up to 60 feet away from the generator | Transform your senses with optional Chromatic Lighting & Aromatic Infusers | Quickly responds to user's touch inputs and reverts to sleep mode automatically when left idle while maintaining the set temperature | Create profiles for custom settings for temperature, time and more | Mount to nearly any hard surface or flush to the wall using a Flush Mount Kit | No need to run wires, great solution for covering a hole left by an old steam shower control |  |  |  |  | N/A | N/A | N/A | N/A | NO | N/A | All eSeries Generators | MSTS | N/A | N/A | https://cdn.intelligencebank.com/us/share/B3R/KeX0/21y6/original/steam-logo-white.jpg | http://public2.intelligencebank.com/e2c56f829e1e5d82347c365bf31980f6/811955e1e0e0b785d180c7de4aea6b3e/ABUTLERL2WPB.jpg | N/A | N/A | https://vimeo.com/58153234 | https://vimeo.com/58153232 | https://vimeo.com/261136871 | N/A | http://prodrep.mrsteam.com/DocumentResources/d1f0ef4a-aa86-4f9f-b8e4-ceba8ace31f3.pdf | N/A | http://prodrep.mrsteam.com/DocumentResources/278f8bd4-e4dd-4dc6-bbf8-9b48e09be4aa.pdf | 1418919 | N/A | UNITED STATES | http://prodrep.mrsteam.com/DocumentResources/d6a61c17-60ee-4efc-b1ec-4fa4cb6c55b8.pdf | 72 HOURS |  |  | http://prodrep.mrsteam.com/DocumentResources/fb82c221-da8d-4d90-ae1e-66670ba7542f.pdf | NO | Plastic; Metal | N/A | YES | N/A | YES | NO | YES | YES | YES | N/A | N/A | Wall-Mount | NO | 1; EA | NO | NO | NO | NO | PESTICIDE/AEROSOL: NO | CHEMICAL/SOLVENT: NO | Lead: No Mercury: No Silver: No Cadmium: No Chromium: No Barium: No Arsenic: No Selenium: No | PARCEL | 70 | N/A | N/A | N/A | N/A | N/A | N/A | N/A | N/A | N/A | N/A | N/A | N/A | NO | N/A | N/A | N/A | N/A | N/A | N/A | N/A | N/A | N/A | N/A | N/A | N/A | N/A | N/A | N/A | N/A | N/A | N/A | N/A | N/A | N/A | N/A | N/A | NO | NO | NO | 2017-06-24 | Mr. Steam Price Book 2017 | 2
ABUTLERL2WPC | CONTROL PACKAGE | AirButler Linear | DISCONTINUED | AirButler 2 Linear Package White Polished Chrome | 767931907968 | 00767931907968 | POLISHED CHROME | AirButler 2 Package includes: (1) AirTempo™ Control Surface mount in White (2) Linear SteamHead (1) SteamLinx (2) AutoFlush® (2) Condensation Pan. For generator models MSSUPER4E to MSSUPER6E | 3000 | 2100 | 2019-04-01 | Yes | 26 | 28 | 13 | 14 | 28 x 13 x 14 | 26 | 28 | 13 | 14 | 28 x 13 x 14 | We're here to help you build a personal oasis. But you wanted that oasis to be wireless. So we engineered a steam shower control that gives you an unmatched experience along with the convenience of a remote control. With no wires and no hassle, you're free to get lost in your steam shower retreat. | Not tethered by cables. You can use the control up to 60 feet away from the generator | Transform your senses with optional Chromatic Lighting & Aromatic Infusers | Quickly responds to user's touch inputs and reverts to sleep mode automatically when left idle while maintaining the set temperature | Create profiles for custom settings for temperature, time and more | Mount to nearly any hard surface or flush to the wall using a Flush Mount Kit | No need to run wires, great solution for covering a hole left by an old steam shower control |  |  |  |  | N/A | N/A | N/A | N/A | NO | N/A | All eSeries Generators | MSTS | N/A | N/A | https://cdn.intelligencebank.com/us/share/B3R/KeX0/21y6/original/steam-logo-white.jpg | http://public2.intelligencebank.com/e2c56f829e1e5d82347c365bf31980f6/8d3ae0afebb2d950d99a25a259d9be57/ABUTLERL2WPC.jpg | N/A | N/A | https://vimeo.com/58153234 | https://vimeo.com/58153232 | https://vimeo.com/261136871 | N/A | http://prodrep.mrsteam.com/DocumentResources/d1f0ef4a-aa86-4f9f-b8e4-ceba8ace31f3.pdf | N/A | http://prodrep.mrsteam.com/DocumentResources/278f8bd4-e4dd-4dc6-bbf8-9b48e09be4aa.pdf | 1418919 | N/A | UNITED STATES | http://prodrep.mrsteam.com/DocumentResources/d6a61c17-60ee-4efc-b1ec-4fa4cb6c55b8.pdf | 72 HOURS |  |  | http://prodrep.mrsteam.com/DocumentResources/fb82c221-da8d-4d90-ae1e-66670ba7542f.pdf | NO | Plastic; Metal | N/A | YES | N/A | YES | NO | YES | YES | YES | N/A | N/A | Wall-Mount | NO | 1; EA | NO | NO | NO | NO | PESTICIDE/AEROSOL: NO | CHEMICAL/SOLVENT: NO | Lead: No Mercury: No Silver: No Cadmium: No Chromium: No Barium: No Arsenic: No Selenium: No | PARCEL | 70 | N/A | N/A | N/A | N/A | N/A | N/A | N/A | N/A | N/A | N/A | N/A | N/A | NO | N/A | N/A | N/A | N/A | N/A | N/A | N/A | N/A | N/A | N/A | N/A | N/A | N/A | N/A | N/A | N/A | N/A | N/A | N/A | N/A | N/A | N/A | N/A | NO | NO | NO | 2017-06-24 | Mr. Steam Price Book 2017 | 2
ABUTLERL2WPN | CONTROL PACKAGE | AirButler Linear | DISCONTINUED | AirButler 2 Linear Package White Polished Nickel | 767931907975 | 00767931907975 | POLISHED NICKEL | AirButler 2 Package includes: (1) AirTempo™ Control Surface mount in White (2) Linear SteamHead (1) SteamLinx (2) AutoFlush® (2) Condensation Pan. For generator models MSSUPER4E to MSSUPER6E | 3100 | 2170 | 2019-04-01 | Yes | 26 | 28 | 13 | 14 | 28 x 13 x 14 | 26 | 28 | 13 | 14 | 28 x 13 x 14 | We're here to help you build a personal oasis. But you wanted that oasis to be wireless. So we engineered a steam shower control that gives you an unmatched experience along with the convenience of a remote control. With no wires and no hassle, you're free to get lost in your steam shower retreat. | Not tethered by cables. You can use the control up to 60 feet away from the generator | Transform your senses with optional Chromatic Lighting & Aromatic Infusers | Quickly responds to user's touch inputs and reverts to sleep mode automatically when left idle while maintaining the set temperature | Create profiles for custom settings for temperature, time and more | Mount to nearly any hard surface or flush to the wall using a Flush Mount Kit | No need to run wires, great solution for covering a hole left by an old steam shower control |  |  |  |  | N/A | N/A | N/A | N/A | NO | N/A | All eSeries Generators | MSTS | N/A | N/A | https://cdn.intelligencebank.com/us/share/B3R/KeX0/21y6/original/steam-logo-white.jpg | http://public2.intelligencebank.com/e2c56f829e1e5d82347c365bf31980f6/d650a605d72c65f8063730c34f30a768/ABUTLERL2WPN.jpg | N/A | N/A | https://vimeo.com/58153234 | https://vimeo.com/58153232 | https://vimeo.com/261136871 | N/A | http://prodrep.mrsteam.com/DocumentResources/d1f0ef4a-aa86-4f9f-b8e4-ceba8ace31f3.pdf | N/A | http://prodrep.mrsteam.com/DocumentResources/278f8bd4-e4dd-4dc6-bbf8-9b48e09be4aa.pdf | 1418919 | N/A | UNITED STATES | http://prodrep.mrsteam.com/DocumentResources/d6a61c17-60ee-4efc-b1ec-4fa4cb6c55b8.pdf | 72 HOURS |  |  | http://prodrep.mrsteam.com/DocumentResources/fb82c221-da8d-4d90-ae1e-66670ba7542f.pdf | NO | Plastic; Metal | N/A | YES | N/A | YES | NO | YES | YES | YES | N/A | N/A | Wall-Mount | NO | 1; EA | NO | NO | NO | NO | PESTICIDE/AEROSOL: NO | CHEMICAL/SOLVENT: NO | Lead: No Mercury: No Silver: No Cadmium: No Chromium: No Barium: No Arsenic: No Selenium: No | PARCEL | 70 | N/A | N/A | N/A | N/A | N/A | N/A | N/A | N/A | N/A | N/A | N/A | N/A | NO | N/A | N/A | N/A | N/A | N/A | N/A | N/A | N/A | N/A | N/A | N/A | N/A | N/A | N/A | N/A | N/A | N/A | N/A | N/A | N/A | N/A | N/A | N/A | NO | NO | NO | 2017-06-24 | Mr. Steam Price Book 2017 | 2
ABUTLERL2WSB | CONTROL PACKAGE | AirButler Linear | DISCONTINUED | AirButler 2 Linear Package White Satin Brass | 767931910814 | 00767931910814 | SATIN BRASS | AirButler 2 Package includes: (1) AirTempo™ Control Surface mount in White (2) Linear SteamHead (1) SteamLinx (2) AutoFlush® (2) Condensation Pan. For generator models MSSUPER4E to MSSUPER6E | 3100 | 2170 | 2019-04-01 | Yes | 26 | 28 | 13 | 14 | 28 x 13 x 14 | 26 | 28 | 13 | 14 | 28 x 13 x 14 | We're here to help you build a personal oasis. But you wanted that oasis to be wireless. So we engineered a steam shower control that gives you an unmatched experience along with the convenience of a remote control. With no wires and no hassle, you're free to get lost in your steam shower retreat. | Not tethered by cables. You can use the control up to 60 feet away from the generator | Transform your senses with optional Chromatic Lighting & Aromatic Infusers | Quickly responds to user's touch inputs and reverts to sleep mode automatically when left idle while maintaining the set temperature | Create profiles for custom settings for temperature, time and more | Mount to nearly any hard surface or flush to the wall using a Flush Mount Kit | No need to run wires, great solution for covering a hole left by an old steam shower control |  |  |  |  | N/A | N/A | N/A | N/A | NO | N/A | All eSeries Generators | MSTS | N/A | N/A | https://cdn.intelligencebank.com/us/share/B3R/KeX0/21y6/original/steam-logo-white.jpg | http://public2.intelligencebank.com/e2c56f829e1e5d82347c365bf31980f6/8b76bda82b46b359f530a02902ce63bd/ABUTLERL2WSB.jpg | N/A | N/A | https://vimeo.com/58153234 | https://vimeo.com/58153232 | https://vimeo.com/261136871 | N/A | http://prodrep.mrsteam.com/DocumentResources/d1f0ef4a-aa86-4f9f-b8e4-ceba8ace31f3.pdf | N/A | http://prodrep.mrsteam.com/DocumentResources/278f8bd4-e4dd-4dc6-bbf8-9b48e09be4aa.pdf | 1418919 | N/A | UNITED STATES | http://prodrep.mrsteam.com/DocumentResources/d6a61c17-60ee-4efc-b1ec-4fa4cb6c55b8.pdf | 72 HOURS |  |  | http://prodrep.mrsteam.com/DocumentResources/fb82c221-da8d-4d90-ae1e-66670ba7542f.pdf | NO | Plastic; Metal | N/A | YES | N/A | YES | NO | YES | YES | YES | N/A | N/A | Wall-Mount | NO | 1; EA | NO | NO | NO | NO | PESTICIDE/AEROSOL: NO | CHEMICAL/SOLVENT: NO | Lead: No Mercury: No Silver: No Cadmium: No Chromium: No Barium: No Arsenic: No Selenium: No | PARCEL | 70 | N/A | N/A | N/A | N/A | N/A | N/A | N/A | N/A | N/A | N/A | N/A | N/A | NO | N/A | N/A | N/A | N/A | N/A | N/A | N/A | N/A | N/A | N/A | N/A | N/A | N/A | N/A | N/A | N/A | N/A | N/A | N/A | N/A | N/A | N/A | N/A | NO | NO | NO | 2017-06-24 | Mr. Steam Price Book 2017 | 2
ABUTLERLBKBB | CONTROL PACKAGE | AirButler Linear | ACTIVE (ECOM) | AirButler Linear Package Black Brushed Bronze | 767931907869 | 00767931907869 | BRUSHED BRONZE | AirButler Package includes: (1) AirTempo™ Control Surface mount in Black (1) Linear SteamHead (1) SteamLinx (1) AutoFlush® (1) Condensation Pan. For generator models MS90E to MSSUPER3E | 2550 | 1785 | 2019-04-01 | Yes | 17 | 28 | 13 | 11 | 28 x 13 x 11 | 17 | 28 | 13 | 11 | 28 x 13 x 11 | We're here to help you build a personal oasis. But you wanted that oasis to be wireless. So we engineered a steam shower control that gives you an unmatched experience along with the convenience of a remote control. With no wires and no hassle, you're free to get lost in your steam shower retreat. | Not tethered by cables. You can use the control up to 60 feet away from the generator | Transform your senses with optional Chromatic Lighting & Aromatic Infusers | Quickly responds to user's touch inputs and reverts to sleep mode automatically when left idle while maintaining the set temperature | Create profiles for custom settings for temperature, time and more | Mount to nearly any hard surface or flush to the wall using a Flush Mount Kit | No need to run wires, great solution for covering a hole left by an old steam shower control |  |  |  |  | N/A | N/A | N/A | N/A | NO | N/A | All eSeries Generators | MSTS | N/A | N/A | https://cdn.intelligencebank.com/us/share/B3R/KeX0/21y6/original/steam-logo-white.jpg | http://public2.intelligencebank.com/e2c56f829e1e5d82347c365bf31980f6/d2dbb0b6e1c2a42ba757f6149c42554d/ABUTLERLBKBB.jpg | N/A | N/A | https://vimeo.com/58153234 | https://vimeo.com/58153232 | https://vimeo.com/261136871 | N/A | http://prodrep.mrsteam.com/DocumentResources/d1f0ef4a-aa86-4f9f-b8e4-ceba8ace31f3.pdf | N/A | http://prodrep.mrsteam.com/DocumentResources/278f8bd4-e4dd-4dc6-bbf8-9b48e09be4aa.pdf | 1418919 | N/A | UNITED STATES | http://prodrep.mrsteam.com/DocumentResources/d6a61c17-60ee-4efc-b1ec-4fa4cb6c55b8.pdf | 72 HOURS | http://prodrep.mrsteam.com/DocumentResources/87dca122-a38e-4002-9255-81ceb75eb37b.pdf | http://prodrep.mrsteam.com/DocumentResources/b235bd28-75c1-4fbb-b836-7ba19ea4a666.pdf | http://prodrep.mrsteam.com/DocumentResources/fb82c221-da8d-4d90-ae1e-66670ba7542f.pdf | NO | Plastic; Metal | N/A | YES | N/A | YES | NO | YES | YES | YES | N/A | N/A | Wall-Mount | NO | 1; EA | NO | NO | NO | NO | PESTICIDE/AEROSOL: NO | CHEMICAL/SOLVENT: NO | Lead: No Mercury: No Silver: No Cadmium: No Chromium: No Barium: No Arsenic: No Selenium: No | PARCEL | 70 | N/A | N/A | N/A | N/A | N/A | N/A | N/A | N/A | N/A | N/A | N/A | N/A | NO | N/A | N/A | N/A | N/A | N/A | N/A | N/A | N/A | N/A | N/A | N/A | N/A | N/A | N/A | N/A | N/A | N/A | N/A | N/A | N/A | N/A | N/A | N/A | NO | NO | NO | 2017-06-24 | Mr. Steam Price Book 2017 | 2
ABUTLERLBKBN | CONTROL PACKAGE | AirButler Linear | ACTIVE (ECOM) | AirButler Linear Package Black Brushed Nickel | 767931907876 | 00767931907876 | BRUSHED NICKEL | AirButler Package includes: (1) AirTempo™ Control Surface mount in Black (1) Linear SteamHead (1) SteamLinx (1) AutoFlush® (1) Condensation Pan. For generator models MS90E to MSSUPER3E | 2550 | 1785 | 2019-04-01 | Yes | 17 | 28 | 13 | 11 | 28 x 13 x 11 | 17 | 28 | 13 | 11 | 28 x 13 x 11 | We're here to help you build a personal oasis. But you wanted that oasis to be wireless. So we engineered a steam shower control that gives you an unmatched experience along with the convenience of a remote control. With no wires and no hassle, you're free to get lost in your steam shower retreat. | Not tethered by cables. You can use the control up to 60 feet away from the generator | Transform your senses with optional Chromatic Lighting & Aromatic Infusers | Quickly responds to user's touch inputs and reverts to sleep mode automatically when left idle while maintaining the set temperature | Create profiles for custom settings for temperature, time and more | Mount to nearly any hard surface or flush to the wall using a Flush Mount Kit | No need to run wires, great solution for covering a hole left by an old steam shower control |  |  |  |  | N/A | N/A | N/A | N/A | NO | N/A | All eSeries Generators | MSTS | N/A | N/A | https://cdn.intelligencebank.com/us/share/B3R/KeX0/21y6/original/steam-logo-white.jpg | http://public2.intelligencebank.com/e2c56f829e1e5d82347c365bf31980f6/97d9c972390dfed5d46e6753d723d30e/ABUTLERLBKBN.jpg | N/A | N/A | https://vimeo.com/58153234 | https://vimeo.com/58153232 | https://vimeo.com/261136871 | N/A | http://prodrep.mrsteam.com/DocumentResources/d1f0ef4a-aa86-4f9f-b8e4-ceba8ace31f3.pdf | N/A | http://prodrep.mrsteam.com/DocumentResources/278f8bd4-e4dd-4dc6-bbf8-9b48e09be4aa.pdf | 1418919 | N/A | UNITED STATES | http://prodrep.mrsteam.com/DocumentResources/d6a61c17-60ee-4efc-b1ec-4fa4cb6c55b8.pdf | 72 HOURS | http://prodrep.mrsteam.com/DocumentResources/87dca122-a38e-4002-9255-81ceb75eb37b.pdf | http://prodrep.mrsteam.com/DocumentResources/b235bd28-75c1-4fbb-b836-7ba19ea4a666.pdf | http://prodrep.mrsteam.com/DocumentResources/fb82c221-da8d-4d90-ae1e-66670ba7542f.pdf | NO | Plastic; Metal | N/A | YES | N/A | YES | NO | YES | YES | YES | N/A | N/A | Wall-Mount | NO | 1; EA | NO | NO | NO | NO | PESTICIDE/AEROSOL: NO | CHEMICAL/SOLVENT: NO | Lead: No Mercury: No Silver: No Cadmium: No Chromium: No Barium: No Arsenic: No Selenium: No | PARCEL | 70 | N/A | N/A | N/A | N/A | N/A | N/A | N/A | N/A | N/A | N/A | N/A | N/A | NO | N/A | N/A | N/A | N/A | N/A | N/A | N/A | N/A | N/A | N/A | N/A | N/A | N/A | N/A | N/A | N/A | N/A | N/A | N/A | N/A | N/A | N/A | N/A | NO | NO | NO | 2017-06-24 | Mr. Steam Price Book 2017 | 2
ABUTLERLBKOR | CONTROL PACKAGE | AirButler Linear | ACTIVE (ECOM) | AirButler Linear Package Black Oil Rubbed Bronze | 767931907883 | 00767931907883 | OIL RUBBED BRONZE | AirButler Package includes: (1) AirTempo™ Control Surface mount in Black (1) Linear SteamHead (1) SteamLinx (1) AutoFlush® (1) Condensation Pan. For generator models MS90E to MSSUPER3E | 2550 | 1785 | 2019-04-01 | Yes | 17 | 28 | 13 | 11 | 28 x 13 x 11 | 17 | 28 | 13 | 11 | 28 x 13 x 11 | We're here to help you build a personal oasis. But you wanted that oasis to be wireless. So we engineered a steam shower control that gives you an unmatched experience along with the convenience of a remote control. With no wires and no hassle, you're free to get lost in your steam shower retreat. | Not tethered by cables. You can use the control up to 60 feet away from the generator | Transform your senses with optional Chromatic Lighting & Aromatic Infusers | Quickly responds to user's touch inputs and reverts to sleep mode automatically when left idle while maintaining the set temperature | Create profiles for custom settings for temperature, time and more | Mount to nearly any hard surface or flush to the wall using a Flush Mount Kit | No need to run wires, great solution for covering a hole left by an old steam shower control |  |  |  |  | N/A | N/A | N/A | N/A | NO | N/A | All eSeries Generators | MSTS | N/A | N/A | https://cdn.intelligencebank.com/us/share/B3R/KeX0/21y6/original/steam-logo-white.jpg | http://public2.intelligencebank.com/e2c56f829e1e5d82347c365bf31980f6/d42e4e0fb343c2bf45fb34fe6298fec1/ABUTLERLBKOR.jpg | N/A | N/A | https://vimeo.com/58153234 | https://vimeo.com/58153232 | https://vimeo.com/261136871 | N/A | http://prodrep.mrsteam.com/DocumentResources/d1f0ef4a-aa86-4f9f-b8e4-ceba8ace31f3.pdf | N/A | http://prodrep.mrsteam.com/DocumentResources/278f8bd4-e4dd-4dc6-bbf8-9b48e09be4aa.pdf | 1418919 | N/A | UNITED STATES | http://prodrep.mrsteam.com/DocumentResources/d6a61c17-60ee-4efc-b1ec-4fa4cb6c55b8.pdf | 72 HOURS | http://prodrep.mrsteam.com/DocumentResources/87dca122-a38e-4002-9255-81ceb75eb37b.pdf | http://prodrep.mrsteam.com/DocumentResources/b235bd28-75c1-4fbb-b836-7ba19ea4a666.pdf | http://prodrep.mrsteam.com/DocumentResources/fb82c221-da8d-4d90-ae1e-66670ba7542f.pdf | NO | Plastic; Metal | N/A | YES | N/A | YES | NO | YES | YES | YES | N/A | N/A | Wall-Mount | NO | 1; EA | NO | NO | NO | NO | PESTICIDE/AEROSOL: NO | CHEMICAL/SOLVENT: NO | Lead: No Mercury: No Silver: No Cadmium: No Chromium: No Barium: No Arsenic: No Selenium: No | PARCEL | 70 | N/A | N/A | N/A | N/A | N/A | N/A | N/A | N/A | N/A | N/A | N/A | N/A | NO | N/A | N/A | N/A | N/A | N/A | N/A | N/A | N/A | N/A | N/A | N/A | N/A | N/A | N/A | N/A | N/A | N/A | N/A | N/A | N/A | N/A | N/A | N/A | NO | NO | NO | 2017-06-24 | Mr. Steam Price Book 2017 | 2
ABUTLERLBKPB | CONTROL PACKAGE | AirButler Linear | ACTIVE (ECOM) | AirButler Linear Package Black Polished Brass | 767931907890 | 00767931907890 | POLISHED BRASS | AirButler Package includes: (1) AirTempo™ Control Surface mount in Black (1) Linear SteamHead (1) SteamLinx (1) AutoFlush® (1) Condensation Pan. For generator models MS90E to MSSUPER3E | 2550 | 1785 | 2019-04-01 | Yes | 17 | 28 | 13 | 11 | 28 x 13 x 11 | 17 | 28 | 13 | 11 | 28 x 13 x 11 | We're here to help you build a personal oasis. But you wanted that oasis to be wireless. So we engineered a steam shower control that gives you an unmatched experience along with the convenience of a remote control. With no wires and no hassle, you're free to get lost in your steam shower retreat. | Not tethered by cables. You can use the control up to 60 feet away from the generator | Transform your senses with optional Chromatic Lighting & Aromatic Infusers | Quickly responds to user's touch inputs and reverts to sleep mode automatically when left idle while maintaining the set temperature | Create profiles for custom settings for temperature, time and more | Mount to nearly any hard surface or flush to the wall using a Flush Mount Kit | No need to run wires, great solution for covering a hole left by an old steam shower control |  |  |  |  | N/A | N/A | N/A | N/A | NO | N/A | All eSeries Generators | MSTS | N/A | N/A | https://cdn.intelligencebank.com/us/share/B3R/KeX0/21y6/original/steam-logo-white.jpg | http://public2.intelligencebank.com/e2c56f829e1e5d82347c365bf31980f6/3c07e90aa9f2ff7869f7ee629a2ad319/ABUTLERLBKPB.jpg | N/A | N/A | https://vimeo.com/58153234 | https://vimeo.com/58153232 | https://vimeo.com/261136871 | N/A | http://prodrep.mrsteam.com/DocumentResources/d1f0ef4a-aa86-4f9f-b8e4-ceba8ace31f3.pdf | N/A | http://prodrep.mrsteam.com/DocumentResources/278f8bd4-e4dd-4dc6-bbf8-9b48e09be4aa.pdf | 1418919 | N/A | UNITED STATES | http://prodrep.mrsteam.com/DocumentResources/d6a61c17-60ee-4efc-b1ec-4fa4cb6c55b8.pdf | 72 HOURS | http://prodrep.mrsteam.com/DocumentResources/87dca122-a38e-4002-9255-81ceb75eb37b.pdf | http://prodrep.mrsteam.com/DocumentResources/b235bd28-75c1-4fbb-b836-7ba19ea4a666.pdf | http://prodrep.mrsteam.com/DocumentResources/fb82c221-da8d-4d90-ae1e-66670ba7542f.pdf | NO | Plastic; Metal | N/A | YES | N/A | YES | NO | YES | YES | YES | N/A | N/A | Wall-Mount | NO | 1; EA | NO | NO | NO | NO | PESTICIDE/AEROSOL: NO | CHEMICAL/SOLVENT: NO | Lead: No Mercury: No Silver: No Cadmium: No Chromium: No Barium: No Arsenic: No Selenium: No | PARCEL | 70 | N/A | N/A | N/A | N/A | N/A | N/A | N/A | N/A | N/A | N/A | N/A | N/A | NO | N/A | N/A | N/A | N/A | N/A | N/A | N/A | N/A | N/A | N/A | N/A | N/A | N/A | N/A | N/A | N/A | N/A | N/A | N/A | N/A | N/A | N/A | N/A | NO | NO | NO | 2017-06-24 | Mr. Steam Price Book 2017 | 2
ABUTLERLBKPC | CONTROL PACKAGE | AirButler Linear | ACTIVE (ECOM) | AirButler Linear Package Black Polished Chrome | 767931907906 | 00767931907906 | POLISHED CHROME | AirButler Package includes: (1) AirTempo™ Control Surface mount in Black (1) Linear SteamHead (1) SteamLinx (1) AutoFlush® (1) Condensation Pan. For generator models MS90E to MSSUPER3E | 2450 | 1715 | 2019-04-01 | Yes | 17 | 28 | 13 | 11 | 28 x 13 x 11 | 17 | 28 | 13 | 11 | 28 x 13 x 11 | We're here to help you build a personal oasis. But you wanted that oasis to be wireless. So we engineered a steam shower control that gives you an unmatched experience along with the convenience of a remote control. With no wires and no hassle, you're free to get lost in your steam shower retreat. | Not tethered by cables. You can use the control up to 60 feet away from the generator | Transform your senses with optional Chromatic Lighting & Aromatic Infusers | Quickly responds to user's touch inputs and reverts to sleep mode automatically when left idle while maintaining the set temperature | Create profiles for custom settings for temperature, time and more | Mount to nearly any hard surface or flush to the wall using a Flush Mount Kit | No need to run wires, great solution for covering a hole left by an old steam shower control |  |  |  |  | N/A | N/A | N/A | N/A | NO | N/A | All eSeries Generators | MSTS | N/A | N/A | https://cdn.intelligencebank.com/us/share/B3R/KeX0/21y6/original/steam-logo-white.jpg | http://public2.intelligencebank.com/e2c56f829e1e5d82347c365bf31980f6/8dd349dad37eead68bbca2b25ceab844/ABUTLERLBKPC.jpg | N/A | N/A | https://vimeo.com/58153234 | https://vimeo.com/58153232 | https://vimeo.com/261136871 | N/A | http://prodrep.mrsteam.com/DocumentResources/d1f0ef4a-aa86-4f9f-b8e4-ceba8ace31f3.pdf | N/A | http://prodrep.mrsteam.com/DocumentResources/278f8bd4-e4dd-4dc6-bbf8-9b48e09be4aa.pdf | 1418919 | N/A | UNITED STATES | http://prodrep.mrsteam.com/DocumentResources/d6a61c17-60ee-4efc-b1ec-4fa4cb6c55b8.pdf | 72 HOURS | http://prodrep.mrsteam.com/DocumentResources/87dca122-a38e-4002-9255-81ceb75eb37b.pdf | http://prodrep.mrsteam.com/DocumentResources/b235bd28-75c1-4fbb-b836-7ba19ea4a666.pdf | http://prodrep.mrsteam.com/DocumentResources/fb82c221-da8d-4d90-ae1e-66670ba7542f.pdf | NO | Plastic; Metal | N/A | YES | N/A | YES | NO | YES | YES | YES | N/A | N/A | Wall-Mount | NO | 1; EA | NO | NO | NO | NO | PESTICIDE/AEROSOL: NO | CHEMICAL/SOLVENT: NO | Lead: No Mercury: No Silver: No Cadmium: No Chromium: No Barium: No Arsenic: No Selenium: No | PARCEL | 70 | N/A | N/A | N/A | N/A | N/A | N/A | N/A | N/A | N/A | N/A | N/A | N/A | NO | N/A | N/A | N/A | N/A | N/A | N/A | N/A | N/A | N/A | N/A | N/A | N/A | N/A | N/A | N/A | N/A | N/A | N/A | N/A | N/A | N/A | N/A | N/A | NO | NO | NO | 2017-06-24 | Mr. Steam Price Book 2017 | 2
ABUTLERLBKPN | CONTROL PACKAGE | AirButler Linear | ACTIVE (ECOM) | AirButler Linear Package Black Polished Nickel | 767931907913 | 00767931907913 | POLISHED NICKEL | AirButler Package includes: (1) AirTempo™ Control Surface mount in Black (1) Linear SteamHead (1) SteamLinx (1) AutoFlush® (1) Condensation Pan. For generator models MS90E to MSSUPER3E | 2550 | 1785 | 2019-04-01 | Yes | 17 | 28 | 13 | 11 | 28 x 13 x 11 | 17 | 28 | 13 | 11 | 28 x 13 x 11 | We're here to help you build a personal oasis. But you wanted that oasis to be wireless. So we engineered a steam shower control that gives you an unmatched experience along with the convenience of a remote control. With no wires and no hassle, you're free to get lost in your steam shower retreat. | Not tethered by cables. You can use the control up to 60 feet away from the generator | Transform your senses with optional Chromatic Lighting & Aromatic Infusers | Quickly responds to user's touch inputs and reverts to sleep mode automatically when left idle while maintaining the set temperature | Create profiles for custom settings for temperature, time and more | Mount to nearly any hard surface or flush to the wall using a Flush Mount Kit | No need to run wires, great solution for covering a hole left by an old steam shower control |  |  |  |  | N/A | N/A | N/A | N/A | NO | N/A | All eSeries Generators | MSTS | N/A | N/A | https://cdn.intelligencebank.com/us/share/B3R/KeX0/21y6/original/steam-logo-white.jpg | http://public2.intelligencebank.com/e2c56f829e1e5d82347c365bf31980f6/5c3cd2783eb966cec9b089ce1ced3482/ABUTLERLBKPN.jpg | N/A | N/A | https://vimeo.com/58153234 | https://vimeo.com/58153232 | https://vimeo.com/261136871 | N/A | http://prodrep.mrsteam.com/DocumentResources/d1f0ef4a-aa86-4f9f-b8e4-ceba8ace31f3.pdf | N/A | http://prodrep.mrsteam.com/DocumentResources/278f8bd4-e4dd-4dc6-bbf8-9b48e09be4aa.pdf | 1418919 | N/A | UNITED STATES | http://prodrep.mrsteam.com/DocumentResources/d6a61c17-60ee-4efc-b1ec-4fa4cb6c55b8.pdf | 72 HOURS | http://prodrep.mrsteam.com/DocumentResources/87dca122-a38e-4002-9255-81ceb75eb37b.pdf | http://prodrep.mrsteam.com/DocumentResources/b235bd28-75c1-4fbb-b836-7ba19ea4a666.pdf | http://prodrep.mrsteam.com/DocumentResources/fb82c221-da8d-4d90-ae1e-66670ba7542f.pdf | NO | Plastic; Metal | N/A | YES | N/A | YES | NO | YES | YES | YES | N/A | N/A | Wall-Mount | NO | 1; EA | NO | NO | NO | NO | PESTICIDE/AEROSOL: NO | CHEMICAL/SOLVENT: NO | Lead: No Mercury: No Silver: No Cadmium: No Chromium: No Barium: No Arsenic: No Selenium: No | PARCEL | 70 | N/A | N/A | N/A | N/A | N/A | N/A | N/A | N/A | N/A | N/A | N/A | N/A | NO | N/A | N/A | N/A | N/A | N/A | N/A | N/A | N/A | N/A | N/A | N/A | N/A | N/A | N/A | N/A | N/A | N/A | N/A | N/A | N/A | N/A | N/A | N/A | NO | NO | NO | 2017-06-24 | Mr. Steam Price Book 2017 | 2
ABUTLERLBKSB | CONTROL PACKAGE | AirButler Linear | ACTIVE (ECOM) | AirButler Linear Package Black Satin Brass | 767931910784 | 00767931910784 | SATIN BRASS | AirButler Package includes: (1) AirTempo™ Control Surface mount in Black (1) Linear SteamHead (1) SteamLinx (1) AutoFlush® (1) Condensation Pan. For generator models MS90E to MSSUPER3E | 2550 | 1785 | 2019-04-01 | Yes | 17 | 28 | 13 | 11 | 28 x 13 x 11 | 17 | 28 | 13 | 11 | 28 x 13 x 11 | We're here to help you build a personal oasis. But you wanted that oasis to be wireless. So we engineered a steam shower control that gives you an unmatched experience along with the convenience of a remote control. With no wires and no hassle, you're free to get lost in your steam shower retreat. | Not tethered by cables. You can use the control up to 60 feet away from the generator | Transform your senses with optional Chromatic Lighting & Aromatic Infusers | Quickly responds to user's touch inputs and reverts to sleep mode automatically when left idle while maintaining the set temperature | Create profiles for custom settings for temperature, time and more | Mount to nearly any hard surface or flush to the wall using a Flush Mount Kit | No need to run wires, great solution for covering a hole left by an old steam shower control |  |  |  |  | N/A | N/A | N/A | N/A | NO | N/A | All eSeries Generators | MSTS | N/A | N/A | https://cdn.intelligencebank.com/us/share/B3R/KeX0/21y6/original/steam-logo-white.jpg | http://public2.intelligencebank.com/e2c56f829e1e5d82347c365bf31980f6/71c9ea86340519b60b83cc8a0615c25b/ABUTLERLBKSB.jpg | N/A | N/A | https://vimeo.com/58153234 | https://vimeo.com/58153232 | https://vimeo.com/261136871 | N/A | http://prodrep.mrsteam.com/DocumentResources/d1f0ef4a-aa86-4f9f-b8e4-ceba8ace31f3.pdf | N/A | http://prodrep.mrsteam.com/DocumentResources/278f8bd4-e4dd-4dc6-bbf8-9b48e09be4aa.pdf | 1418919 | N/A | UNITED STATES | http://prodrep.mrsteam.com/DocumentResources/d6a61c17-60ee-4efc-b1ec-4fa4cb6c55b8.pdf | 72 HOURS | http://prodrep.mrsteam.com/DocumentResources/87dca122-a38e-4002-9255-81ceb75eb37b.pdf | http://prodrep.mrsteam.com/DocumentResources/b235bd28-75c1-4fbb-b836-7ba19ea4a666.pdf | http://prodrep.mrsteam.com/DocumentResources/fb82c221-da8d-4d90-ae1e-66670ba7542f.pdf | NO | Plastic; Metal | N/A | YES | N/A | YES | NO | YES | YES | YES | N/A | N/A | Wall-Mount | NO | 1; EA | NO | NO | NO | NO | PESTICIDE/AEROSOL: NO | CHEMICAL/SOLVENT: NO | Lead: No Mercury: No Silver: No Cadmium: No Chromium: No Barium: No Arsenic: No Selenium: No | PARCEL | 70 | N/A | N/A | N/A | N/A | N/A | N/A | N/A | N/A | N/A | N/A | N/A | N/A | NO | N/A | N/A | N/A | N/A | N/A | N/A | N/A | N/A | N/A | N/A | N/A | N/A | N/A | N/A | N/A | N/A | N/A | N/A | N/A | N/A | N/A | N/A | N/A | NO | NO | NO | 2017-06-24 | Mr. Steam Price Book 2017 | 2
ABUTLERLWHBB | CONTROL PACKAGE | AirButler Linear | ACTIVE (ECOM) | AirButler Linear Package White Brushed Bronze | 767931907807 | 00767931907807 | BRUSHED BRONZE | AirButler Package includes: (1) AirTempo™ Control Surface mount in White (1) Linear SteamHead (1) SteamLinx (1) AutoFlush® (1) Condensation Pan. For generator models MS90E to MSSUPER3E | 2550 | 1785 | 2019-04-01 | Yes | 17 | 28 | 13 | 11 | 28 x 13 x 11 | 17 | 28 | 13 | 11 | 28 x 13 x 11 | We're here to help you build a personal oasis. But you wanted that oasis to be wireless. So we engineered a steam shower control that gives you an unmatched experience along with the convenience of a remote control. With no wires and no hassle, you're free to get lost in your steam shower retreat. | Not tethered by cables. You can use the control up to 60 feet away from the generator | Transform your senses with optional Chromatic Lighting & Aromatic Infusers | Quickly responds to user's touch inputs and reverts to sleep mode automatically when left idle while maintaining the set temperature | Create profiles for custom settings for temperature, time and more | Mount to nearly any hard surface or flush to the wall using a Flush Mount Kit | No need to run wires, great solution for covering a hole left by an old steam shower control |  |  |  |  | N/A | N/A | N/A | N/A | NO | N/A | All eSeries Generators | MSTS | N/A | N/A | https://cdn.intelligencebank.com/us/share/B3R/KeX0/21y6/original/steam-logo-white.jpg | http://public2.intelligencebank.com/e2c56f829e1e5d82347c365bf31980f6/460fa36163f618547bb6c82d11074087/ABUTLERLWHBB.jpg | N/A | N/A | https://vimeo.com/58153234 | https://vimeo.com/58153232 | https://vimeo.com/261136871 | N/A | http://prodrep.mrsteam.com/DocumentResources/d1f0ef4a-aa86-4f9f-b8e4-ceba8ace31f3.pdf | N/A | http://prodrep.mrsteam.com/DocumentResources/278f8bd4-e4dd-4dc6-bbf8-9b48e09be4aa.pdf | 1418919 | N/A | UNITED STATES | http://prodrep.mrsteam.com/DocumentResources/d6a61c17-60ee-4efc-b1ec-4fa4cb6c55b8.pdf | 72 HOURS | http://prodrep.mrsteam.com/DocumentResources/87dca122-a38e-4002-9255-81ceb75eb37b.pdf | http://prodrep.mrsteam.com/DocumentResources/b235bd28-75c1-4fbb-b836-7ba19ea4a666.pdf | http://prodrep.mrsteam.com/DocumentResources/fb82c221-da8d-4d90-ae1e-66670ba7542f.pdf | NO | Plastic; Metal | N/A | YES | N/A | YES | NO | YES | YES | YES | N/A | N/A | Wall-Mount | NO | 1; EA | NO | NO | NO | NO | PESTICIDE/AEROSOL: NO | CHEMICAL/SOLVENT: NO | Lead: No Mercury: No Silver: No Cadmium: No Chromium: No Barium: No Arsenic: No Selenium: No | PARCEL | 70 | N/A | N/A | N/A | N/A | N/A | N/A | N/A | N/A | N/A | N/A | N/A | N/A | NO | N/A | N/A | N/A | N/A | N/A | N/A | N/A | N/A | N/A | N/A | N/A | N/A | N/A | N/A | N/A | N/A | N/A | N/A | N/A | N/A | N/A | N/A | N/A | NO | NO | NO | 2017-06-24 | Mr. Steam Price Book 2017 | 2
ABUTLERLWHBN | CONTROL PACKAGE | AirButler Linear | ACTIVE (ECOM) | AirButler Linear Package White Brushed Nickel | 767931907814 | 00767931907814 | BRUSHED NICKEL | AirButler Package includes: (1) AirTempo™ Control Surface mount in White (1) Linear SteamHead (1) SteamLinx (1) AutoFlush® (1) Condensation Pan. For generator models MS90E to MSSUPER3E | 2550 | 1785 | 2019-04-01 | Yes | 17 | 28 | 13 | 11 | 28 x 13 x 11 | 17 | 28 | 13 | 11 | 28 x 13 x 11 | We're here to help you build a personal oasis. But you wanted that oasis to be wireless. So we engineered a steam shower control that gives you an unmatched experience along with the convenience of a remote control. With no wires and no hassle, you're free to get lost in your steam shower retreat. | Not tethered by cables. You can use the control up to 60 feet away from the generator | Transform your senses with optional Chromatic Lighting & Aromatic Infusers | Quickly responds to user's touch inputs and reverts to sleep mode automatically when left idle while maintaining the set temperature | Create profiles for custom settings for temperature, time and more | Mount to nearly any hard surface or flush to the wall using a Flush Mount Kit | No need to run wires, great solution for covering a hole left by an old steam shower control |  |  |  |  | N/A | N/A | N/A | N/A | NO | N/A | All eSeries Generators | MSTS | N/A | N/A | https://cdn.intelligencebank.com/us/share/B3R/KeX0/21y6/original/steam-logo-white.jpg | http://public2.intelligencebank.com/e2c56f829e1e5d82347c365bf31980f6/303908fcc8a389a1618039987881ba3c/ABUTLERLWHBN.jpg | N/A | N/A | https://vimeo.com/58153234 | https://vimeo.com/58153232 | https://vimeo.com/261136871 | N/A | http://prodrep.mrsteam.com/DocumentResources/d1f0ef4a-aa86-4f9f-b8e4-ceba8ace31f3.pdf | N/A | http://prodrep.mrsteam.com/DocumentResources/278f8bd4-e4dd-4dc6-bbf8-9b48e09be4aa.pdf | 1418919 | N/A | UNITED STATES | http://prodrep.mrsteam.com/DocumentResources/d6a61c17-60ee-4efc-b1ec-4fa4cb6c55b8.pdf | 72 HOURS | http://prodrep.mrsteam.com/DocumentResources/87dca122-a38e-4002-9255-81ceb75eb37b.pdf | http://prodrep.mrsteam.com/DocumentResources/b235bd28-75c1-4fbb-b836-7ba19ea4a666.pdf | http://prodrep.mrsteam.com/DocumentResources/fb82c221-da8d-4d90-ae1e-66670ba7542f.pdf | NO | Plastic; Metal | N/A | YES | N/A | YES | NO | YES | YES | YES | N/A | N/A | Wall-Mount | NO | 1; EA | NO | NO | NO | NO | PESTICIDE/AEROSOL: NO | CHEMICAL/SOLVENT: NO | Lead: No Mercury: No Silver: No Cadmium: No Chromium: No Barium: No Arsenic: No Selenium: No | PARCEL | 70 | N/A | N/A | N/A | N/A | N/A | N/A | N/A | N/A | N/A | N/A | N/A | N/A | NO | N/A | N/A | N/A | N/A | N/A | N/A | N/A | N/A | N/A | N/A | N/A | N/A | N/A | N/A | N/A | N/A | N/A | N/A | N/A | N/A | N/A | N/A | N/A | NO | NO | NO | 2017-06-24 | Mr. Steam Price Book 2017 | 2
ABUTLERLWHOR | CONTROL PACKAGE | AirButler Linear | ACTIVE (ECOM) | AirButler Linear Package White Oil Rubbed Bronze | 767931907821 | 00767931907821 | OIL RUBBED BRONZE | AirButler Package includes: (1) AirTempo™ Control Surface mount in White (1) Linear SteamHead (1) SteamLinx (1) AutoFlush® (1) Condensation Pan. For generator models MS90E to MSSUPER3E | 2550 | 1785 | 2019-04-01 | Yes | 17 | 28 | 13 | 11 | 28 x 13 x 11 | 17 | 28 | 13 | 11 | 28 x 13 x 11 | We're here to help you build a personal oasis. But you wanted that oasis to be wireless. So we engineered a steam shower control that gives you an unmatched experience along with the convenience of a remote control. With no wires and no hassle, you're free to get lost in your steam shower retreat. | Not tethered by cables. You can use the control up to 60 feet away from the generator | Transform your senses with optional Chromatic Lighting & Aromatic Infusers | Quickly responds to user's touch inputs and reverts to sleep mode automatically when left idle while maintaining the set temperature | Create profiles for custom settings for temperature, time and more | Mount to nearly any hard surface or flush to the wall using a Flush Mount Kit | No need to run wires, great solution for covering a hole left by an old steam shower control |  |  |  |  | N/A | N/A | N/A | N/A | NO | N/A | All eSeries Generators | MSTS | N/A | N/A | https://cdn.intelligencebank.com/us/share/B3R/KeX0/21y6/original/steam-logo-white.jpg | http://public2.intelligencebank.com/e2c56f829e1e5d82347c365bf31980f6/2f4d7ad078eeeb9788e6dd05c30d3169/ABUTLERLWHOR.jpg | N/A | N/A | https://vimeo.com/58153234 | https://vimeo.com/58153232 | https://vimeo.com/261136871 | N/A | http://prodrep.mrsteam.com/DocumentResources/d1f0ef4a-aa86-4f9f-b8e4-ceba8ace31f3.pdf | N/A | http://prodrep.mrsteam.com/DocumentResources/278f8bd4-e4dd-4dc6-bbf8-9b48e09be4aa.pdf | 1418919 | N/A | UNITED STATES | http://prodrep.mrsteam.com/DocumentResources/d6a61c17-60ee-4efc-b1ec-4fa4cb6c55b8.pdf | 72 HOURS | http://prodrep.mrsteam.com/DocumentResources/87dca122-a38e-4002-9255-81ceb75eb37b.pdf | http://prodrep.mrsteam.com/DocumentResources/b235bd28-75c1-4fbb-b836-7ba19ea4a666.pdf | http://prodrep.mrsteam.com/DocumentResources/fb82c221-da8d-4d90-ae1e-66670ba7542f.pdf | NO | Plastic; Metal | N/A | YES | N/A | YES | NO | YES | YES | YES | N/A | N/A | Wall-Mount | NO | 1; EA | NO | NO | NO | NO | PESTICIDE/AEROSOL: NO | CHEMICAL/SOLVENT: NO | Lead: No Mercury: No Silver: No Cadmium: No Chromium: No Barium: No Arsenic: No Selenium: No | PARCEL | 70 | N/A | N/A | N/A | N/A | N/A | N/A | N/A | N/A | N/A | N/A | N/A | N/A | NO | N/A | N/A | N/A | N/A | N/A | N/A | N/A | N/A | N/A | N/A | N/A | N/A | N/A | N/A | N/A | N/A | N/A | N/A | N/A | N/A | N/A | N/A | N/A | NO | NO | NO | 2017-06-24 | Mr. Steam Price Book 2017 | 2
ABUTLERLWHPB | CONTROL PACKAGE | AirButler Linear | ACTIVE (ECOM) | AirButler Linear Package White Polished Brass | 767931907838 | 00767931907838 | POLISHED BRASS | AirButler Package includes: (1) AirTempo™ Control Surface mount in White (1) Linear SteamHead (1) SteamLinx (1) AutoFlush® (1) Condensation Pan. For generator models MS90E to MSSUPER3E | 2550 | 1785 | 2019-04-01 | Yes | 17 | 28 | 13 | 11 | 28 x 13 x 11 | 17 | 28 | 13 | 11 | 28 x 13 x 11 | We're here to help you build a personal oasis. But you wanted that oasis to be wireless. So we engineered a steam shower control that gives you an unmatched experience along with the convenience of a remote control. With no wires and no hassle, you're free to get lost in your steam shower retreat. | Not tethered by cables. You can use the control up to 60 feet away from the generator | Transform your senses with optional Chromatic Lighting & Aromatic Infusers | Quickly responds to user's touch inputs and reverts to sleep mode automatically when left idle while maintaining the set temperature | Create profiles for custom settings for temperature, time and more | Mount to nearly any hard surface or flush to the wall using a Flush Mount Kit | No need to run wires, great solution for covering a hole left by an old steam shower control |  |  |  |  | N/A | N/A | N/A | N/A | NO | N/A | All eSeries Generators | MSTS | N/A | N/A | https://cdn.intelligencebank.com/us/share/B3R/KeX0/21y6/original/steam-logo-white.jpg | http://public2.intelligencebank.com/e2c56f829e1e5d82347c365bf31980f6/f2a0293414646397f24f1a9ec4ba3c0f/ABUTLERLWHPB.jpg | N/A | N/A | https://vimeo.com/58153234 | https://vimeo.com/58153232 | https://vimeo.com/261136871 | N/A | http://prodrep.mrsteam.com/DocumentResources/d1f0ef4a-aa86-4f9f-b8e4-ceba8ace31f3.pdf | N/A | http://prodrep.mrsteam.com/DocumentResources/278f8bd4-e4dd-4dc6-bbf8-9b48e09be4aa.pdf | 1418919 | N/A | UNITED STATES | http://prodrep.mrsteam.com/DocumentResources/d6a61c17-60ee-4efc-b1ec-4fa4cb6c55b8.pdf | 72 HOURS | http://prodrep.mrsteam.com/DocumentResources/87dca122-a38e-4002-9255-81ceb75eb37b.pdf | http://prodrep.mrsteam.com/DocumentResources/b235bd28-75c1-4fbb-b836-7ba19ea4a666.pdf | http://prodrep.mrsteam.com/DocumentResources/fb82c221-da8d-4d90-ae1e-66670ba7542f.pdf | NO | Plastic; Metal | N/A | YES | N/A | YES | NO | YES | YES | YES | N/A | N/A | Wall-Mount | NO | 1; EA | NO | NO | NO | NO | PESTICIDE/AEROSOL: NO | CHEMICAL/SOLVENT: NO | Lead: No Mercury: No Silver: No Cadmium: No Chromium: No Barium: No Arsenic: No Selenium: No | PARCEL | 70 | N/A | N/A | N/A | N/A | N/A | N/A | N/A | N/A | N/A | N/A | N/A | N/A | NO | N/A | N/A | N/A | N/A | N/A | N/A | N/A | N/A | N/A | N/A | N/A | N/A | N/A | N/A | N/A | N/A | N/A | N/A | N/A | N/A | N/A | N/A | N/A | NO | NO | NO | 2017-06-24 | Mr. Steam Price Book 2017 | 2
ABUTLERLWHPC | CONTROL PACKAGE | AirButler Linear | ACTIVE (ECOM) | AirButler Linear Package White Polished Chrome | 767931907845 | 00767931907845 | POLISHED CHROME | AirButler Package includes: (1) AirTempo™ Control Surface mount in White (1) Linear SteamHead (1) SteamLinx (1) AutoFlush® (1) Condensation Pan. For generator models MS90E to MSSUPER3E | 2450 | 1715 | 2019-04-01 | Yes | 17 | 28 | 13 | 11 | 28 x 13 x 11 | 17 | 28 | 13 | 11 | 28 x 13 x 11 | We're here to help you build a personal oasis. But you wanted that oasis to be wireless. So we engineered a steam shower control that gives you an unmatched experience along with the convenience of a remote control. With no wires and no hassle, you're free to get lost in your steam shower retreat. | Not tethered by cables. You can use the control up to 60 feet away from the generator | Transform your senses with optional Chromatic Lighting & Aromatic Infusers | Quickly responds to user's touch inputs and reverts to sleep mode automatically when left idle while maintaining the set temperature | Create profiles for custom settings for temperature, time and more | Mount to nearly any hard surface or flush to the wall using a Flush Mount Kit | No need to run wires, great solution for covering a hole left by an old steam shower control |  |  |  |  | N/A | N/A | N/A | N/A | NO | N/A | All eSeries Generators | MSTS | N/A | N/A | https://cdn.intelligencebank.com/us/share/B3R/KeX0/21y6/original/steam-logo-white.jpg | http://public2.intelligencebank.com/e2c56f829e1e5d82347c365bf31980f6/fb25a7664400cab117d5d83b8a095d61/ABUTLERLWHPC.jpg | N/A | N/A | https://vimeo.com/58153234 | https://vimeo.com/58153232 | https://vimeo.com/261136871 | N/A | http://prodrep.mrsteam.com/DocumentResources/d1f0ef4a-aa86-4f9f-b8e4-ceba8ace31f3.pdf | N/A | http://prodrep.mrsteam.com/DocumentResources/278f8bd4-e4dd-4dc6-bbf8-9b48e09be4aa.pdf | 1418919 | N/A | UNITED STATES | http://prodrep.mrsteam.com/DocumentResources/d6a61c17-60ee-4efc-b1ec-4fa4cb6c55b8.pdf | 72 HOURS | http://prodrep.mrsteam.com/DocumentResources/87dca122-a38e-4002-9255-81ceb75eb37b.pdf | http://prodrep.mrsteam.com/DocumentResources/b235bd28-75c1-4fbb-b836-7ba19ea4a666.pdf | http://prodrep.mrsteam.com/DocumentResources/fb82c221-da8d-4d90-ae1e-66670ba7542f.pdf | NO | Plastic; Metal | N/A | YES | N/A | YES | NO | YES | YES | YES | N/A | N/A | Wall-Mount | NO | 1; EA | NO | NO | NO | NO | PESTICIDE/AEROSOL: NO | CHEMICAL/SOLVENT: NO | Lead: No Mercury: No Silver: No Cadmium: No Chromium: No Barium: No Arsenic: No Selenium: No | PARCEL | 70 | N/A | N/A | N/A | N/A | N/A | N/A | N/A | N/A | N/A | N/A | N/A | N/A | NO | N/A | N/A | N/A | N/A | N/A | N/A | N/A | N/A | N/A | N/A | N/A | N/A | N/A | N/A | N/A | N/A | N/A | N/A | N/A | N/A | N/A | N/A | N/A | NO | NO | NO | 2017-06-24 | Mr. Steam Price Book 2017 | 2
ABUTLERLWHPN | CONTROL PACKAGE | AirButler Linear | ACTIVE (ECOM) | AirButler Linear Package White Polished Nickel | 767931907852 | 00767931907852 | POLISHED NICKEL | AirButler Package includes: (1) AirTempo™ Control Surface mount in White (1) Linear SteamHead (1) SteamLinx (1) AutoFlush® (1) Condensation Pan. For generator models MS90E to MSSUPER3E | 2550 | 1785 | 2019-04-01 | Yes | 17 | 28 | 13 | 11 | 28 x 13 x 11 | 17 | 28 | 13 | 11 | 28 x 13 x 11 | We're here to help you build a personal oasis. But you wanted that oasis to be wireless. So we engineered a steam shower control that gives you an unmatched experience along with the convenience of a remote control. With no wires and no hassle, you're free to get lost in your steam shower retreat. | Not tethered by cables. You can use the control up to 60 feet away from the generator | Transform your senses with optional Chromatic Lighting & Aromatic Infusers | Quickly responds to user's touch inputs and reverts to sleep mode automatically when left idle while maintaining the set temperature | Create profiles for custom settings for temperature, time and more | Mount to nearly any hard surface or flush to the wall using a Flush Mount Kit | No need to run wires, great solution for covering a hole left by an old steam shower control |  |  |  |  | N/A | N/A | N/A | N/A | NO | N/A | All eSeries Generators | MSTS | N/A | N/A | https://cdn.intelligencebank.com/us/share/B3R/KeX0/21y6/original/steam-logo-white.jpg | http://public2.intelligencebank.com/e2c56f829e1e5d82347c365bf31980f6/56edef3eceb8dd9e0193967c79a77164/ABUTLERLWHPN.jpg | N/A | N/A | https://vimeo.com/58153234 | https://vimeo.com/58153232 | https://vimeo.com/261136871 | N/A | http://prodrep.mrsteam.com/DocumentResources/d1f0ef4a-aa86-4f9f-b8e4-ceba8ace31f3.pdf | N/A | http://prodrep.mrsteam.com/DocumentResources/278f8bd4-e4dd-4dc6-bbf8-9b48e09be4aa.pdf | 1418919 | N/A | UNITED STATES | http://prodrep.mrsteam.com/DocumentResources/d6a61c17-60ee-4efc-b1ec-4fa4cb6c55b8.pdf | 72 HOURS | http://prodrep.mrsteam.com/DocumentResources/87dca122-a38e-4002-9255-81ceb75eb37b.pdf | http://prodrep.mrsteam.com/DocumentResources/b235bd28-75c1-4fbb-b836-7ba19ea4a666.pdf | http://prodrep.mrsteam.com/DocumentResources/fb82c221-da8d-4d90-ae1e-66670ba7542f.pdf | NO | Plastic; Metal | N/A | YES | N/A | YES | NO | YES | YES | YES | N/A | N/A | Wall-Mount | NO | 1; EA | NO | NO | NO | NO | PESTICIDE/AEROSOL: NO | CHEMICAL/SOLVENT: NO | Lead: No Mercury: No Silver: No Cadmium: No Chromium: No Barium: No Arsenic: No Selenium: No | PARCEL | 70 | N/A | N/A | N/A | N/A | N/A | N/A | N/A | N/A | N/A | N/A | N/A | N/A | NO | N/A | N/A | N/A | N/A | N/A | N/A | N/A | N/A | N/A | N/A | N/A | N/A | N/A | N/A | N/A | N/A | N/A | N/A | N/A | N/A | N/A | N/A | N/A | NO | NO | NO | 2017-06-24 | Mr. Steam Price Book 2017 | 2
ABUTLERLWHSB | CONTROL PACKAGE | AirButler Linear | ACTIVE (ECOM) | AirButler Linear Package White Satin Brass | 767931910791 | 00767931910791 | SATIN BRASS | AirButler Package includes: (1) AirTempo™ Control Surface mount in White (1) Linear SteamHead (1) SteamLinx (1) AutoFlush® (1) Condensation Pan. For generator models MS90E to MSSUPER3E | 2550 | 1785 | 2019-04-01 | Yes | 17 | 28 | 13 | 11 | 28 x 13 x 11 | 17 | 28 | 13 | 11 | 28 x 13 x 11 | We're here to help you build a personal oasis. But you wanted that oasis to be wireless. So we engineered a steam shower control that gives you an unmatched experience along with the convenience of a remote control. With no wires and no hassle, you're free to get lost in your steam shower retreat. | Not tethered by cables. You can use the control up to 60 feet away from the generator | Transform your senses with optional Chromatic Lighting & Aromatic Infusers | Quickly responds to user's touch inputs and reverts to sleep mode automatically when left idle while maintaining the set temperature | Create profiles for custom settings for temperature, time and more | Mount to nearly any hard surface or flush to the wall using a Flush Mount Kit | No need to run wires, great solution for covering a hole left by an old steam shower control |  |  |  |  | N/A | N/A | N/A | N/A | NO | N/A | All eSeries Generators | MSTS | N/A | N/A | https://cdn.intelligencebank.com/us/share/B3R/KeX0/21y6/original/steam-logo-white.jpg | http://public2.intelligencebank.com/e2c56f829e1e5d82347c365bf31980f6/664916d1d137db040d4098b59f10bd48/ABUTLERLWHSB.jpg | N/A | N/A | https://vimeo.com/58153234 | https://vimeo.com/58153232 | https://vimeo.com/261136871 | N/A | http://prodrep.mrsteam.com/DocumentResources/d1f0ef4a-aa86-4f9f-b8e4-ceba8ace31f3.pdf | N/A | http://prodrep.mrsteam.com/DocumentResources/278f8bd4-e4dd-4dc6-bbf8-9b48e09be4aa.pdf | 1418919 | N/A | UNITED STATES | http://prodrep.mrsteam.com/DocumentResources/d6a61c17-60ee-4efc-b1ec-4fa4cb6c55b8.pdf | 72 HOURS | http://prodrep.mrsteam.com/DocumentResources/87dca122-a38e-4002-9255-81ceb75eb37b.pdf | http://prodrep.mrsteam.com/DocumentResources/b235bd28-75c1-4fbb-b836-7ba19ea4a666.pdf | http://prodrep.mrsteam.com/DocumentResources/fb82c221-da8d-4d90-ae1e-66670ba7542f.pdf | NO | Plastic; Metal | N/A | YES | N/A | YES | NO | YES | YES | YES | N/A | N/A | Wall-Mount | NO | 1; EA | NO | NO | NO | NO | PESTICIDE/AEROSOL: NO | CHEMICAL/SOLVENT: NO | Lead: No Mercury: No Silver: No Cadmium: No Chromium: No Barium: No Arsenic: No Selenium: No | PARCEL | 70 | N/A | N/A | N/A | N/A | N/A | N/A | N/A | N/A | N/A | N/A | N/A | N/A | NO | N/A | N/A | N/A | N/A | N/A | N/A | N/A | N/A | N/A | N/A | N/A | N/A | N/A | N/A | N/A | N/A | N/A | N/A | N/A | N/A | N/A | N/A | N/A | NO | NO | NO | 2017-06-24 | Mr. Steam Price Book 2017 | 2
AIRTBK-BB | CONTROL | AirTempo | ACTIVE (ECOM) | AirTempo Steam Shower Control in Black with Brushed Bronze Bezel | 767931905186 | 00767931905186 | BRUSHED BRONZE | AirTempo Steam Shower Control in Black with Brushed Bronze Bezel | 1450 | 1015 | 2019-04-01 | Yes | 0.4 | 3.625 | 3.625 | 0.75 | 3.625 x 3.625 x 0.75 | 4 | 10 | 10 | 4 | 10 x 10 x 4 | We're here to help you build a personal oasis. But you wanted that oasis to be wireless. So we engineered a steam shower control that gives you an unmatched experience along with the convenience of a remote control. With no wires and no hassle, you're free to get lost in your steam shower retreat. | Not tethered by cables. You can use the control up to 60 feet away from the generator | Transform your senses with optional Chromatic Lighting & Aromatic Infusers | Quickly responds to user's touch inputs and reverts to sleep mode automatically when left idle while maintaining the set temperature | Create profiles for custom settings for temperature, time and more | Mount to nearly any hard surface or flush to the wall using a Flush Mount Kit | No need to run wires, great solution for covering a hole left by an old steam shower control | LCD display |  |  |  | N/A | N/A | N/A | N/A | NO | N/A | All eSeries Generators | 104232RD-BB; 104232SQ-BB; MSTS | N/A | N/A | https://cdn.intelligencebank.com/us/share/B3R/KeX0/21y6/original/steam-logo-white.jpg | http://public2.intelligencebank.com/e2c56f829e1e5d82347c365bf31980f6/d244007c2fd51d391fed9d76ffa055bf/AIRTBK.jpg | http://public2.intelligencebank.com/e2c56f829e1e5d82347c365bf31980f6/2b96600595cea59e824311db34389f89/AIRTBK_real.jpg | http://public2.intelligencebank.com/e2c56f829e1e5d82347c365bf31980f6/cae3476ebda7b5edc9d97c1dc046296d/AIRTBK-BB.jpg | https://vimeo.com/58153234 | https://vimeo.com/58153232 | https://vimeo.com/161475438 | https://vimeo.com/148357410 | http://prodrep.mrsteam.com/DocumentResources/d1f0ef4a-aa86-4f9f-b8e4-ceba8ace31f3.pdf | N/A | http://prodrep.mrsteam.com/DocumentResources/278f8bd4-e4dd-4dc6-bbf8-9b48e09be4aa.pdf | 1395084 | N/A | UNITED STATES | http://prodrep.mrsteam.com/DocumentResources/d6a61c17-60ee-4efc-b1ec-4fa4cb6c55b8.pdf | 72 HOURS | http://prodrep.mrsteam.com/DocumentResources/6805c486-7ad2-47aa-b292-83cc7a6980a9.pdf | http://prodrep.mrsteam.com/DocumentResources/9cd3322a-f719-4aae-87fb-39a8e4dd830b.pdf | http://prodrep.mrsteam.com/DocumentResources/fb82c221-da8d-4d90-ae1e-66670ba7542f.pdf | NO | Plastic; Metal | N/A | YES | N/A | YES | NO | YES | YES | YES | N/A | N/A | Wall-Mount | YES [2 LITHIUM PRIMARY; BUTTON/COIN CELL] | 1; EA | NO | NO | NO | NO | PESTICIDE/AEROSOL: NO | CHEMICAL/SOLVENT: NO | Lead: No Mercury: No Silver: Yes, below Cadmium: No Chromium: No Barium: No Arsenic: No Selenium: No | PARCEL | 70 | N/A | N/A | N/A | N/A | N/A | N/A | N/A | YES | BATTERY | N/A | N/A | N/A | NO | N/A | N/A | N/A | N/A | N/A | N/A | N/A | N/A | N/A | N/A | N/A | N/A | N/A | N/A | N/A | N/A | N/A | N/A | N/A | N/A | N/A | N/A | N/A | NO | NO | NO | 2017-06-24 | Mr. Steam Price Book 2017 | 2
AIRTBK-BN | CONTROL | AirTempo | ACTIVE (ECOM) | AirTempo Steam Shower Control in Black with Brushed Nickel | 767931905162 | 00767931905162 | BRUSHED NICKEL | AirTempo Steam Shower Control in Black with Brushed Nickel Bezel | 1450 | 1015 | 2019-04-01 | Yes | 0.4 | 3.625 | 3.625 | 0.75 | 3.625 x 3.625 x 0.75 | 4 | 10 | 10 | 4 | 10 x 10 x 4 | We're here to help you build a personal oasis. But you wanted that oasis to be wireless. So we engineered a steam shower control that gives you an unmatched experience along with the convenience of a remote control. With no wires and no hassle, you're free to get lost in your steam shower retreat. | Not tethered by cables. You can use the control up to 60 feet away from the generator | Transform your senses with optional Chromatic Lighting & Aromatic Infusers | Quickly responds to user's touch inputs and reverts to sleep mode automatically when left idle while maintaining the set temperature | Create profiles for custom settings for temperature, time and more | Mount to nearly any hard surface or flush to the wall using a Flush Mount Kit | No need to run wires, great solution for covering a hole left by an old steam shower control | LCD display |  |  |  | N/A | N/A | N/A | N/A | NO | N/A | All eSeries Generators | 104232RD-BN; 104232SQ-BN; MSTS | N/A | N/A | https://cdn.intelligencebank.com/us/share/B3R/KeX0/21y6/original/steam-logo-white.jpg | http://public2.intelligencebank.com/e2c56f829e1e5d82347c365bf31980f6/d244007c2fd51d391fed9d76ffa055bf/AIRTBK.jpg | http://public2.intelligencebank.com/e2c56f829e1e5d82347c365bf31980f6/2b96600595cea59e824311db34389f89/AIRTBK_real.jpg | http://public2.intelligencebank.com/e2c56f829e1e5d82347c365bf31980f6/91b128a656bdfe717b4a0fdc7512ac7c/AIRTBK-BN.jpg | https://vimeo.com/58153234 | https://vimeo.com/58153232 | https://vimeo.com/161475438 | https://vimeo.com/148357410 | http://prodrep.mrsteam.com/DocumentResources/d1f0ef4a-aa86-4f9f-b8e4-ceba8ace31f3.pdf | N/A | http://prodrep.mrsteam.com/DocumentResources/278f8bd4-e4dd-4dc6-bbf8-9b48e09be4aa.pdf | 1395084 | N/A | UNITED STATES | http://prodrep.mrsteam.com/DocumentResources/d6a61c17-60ee-4efc-b1ec-4fa4cb6c55b8.pdf | 72 HOURS | http://prodrep.mrsteam.com/DocumentResources/6805c486-7ad2-47aa-b292-83cc7a6980a9.pdf | http://prodrep.mrsteam.com/DocumentResources/9cd3322a-f719-4aae-87fb-39a8e4dd830b.pdf | http://prodrep.mrsteam.com/DocumentResources/fb82c221-da8d-4d90-ae1e-66670ba7542f.pdf | NO | Plastic; Metal | N/A | YES | N/A | YES | NO | YES | YES | YES | N/A | N/A | Wall-Mount | YES [2 LITHIUM PRIMARY; BUTTON/COIN CELL] | 1; EA | NO | NO | NO | NO | PESTICIDE/AEROSOL: NO | CHEMICAL/SOLVENT: NO | Lead: No Mercury: No Silver: Yes, below Cadmium: No Chromium: No Barium: No Arsenic: No Selenium: No | PARCEL | 70 | N/A | N/A | N/A | N/A | N/A | N/A | N/A | YES | BATTERY | N/A | N/A | N/A | NO | N/A | N/A | N/A | N/A | N/A | N/A | N/A | N/A | N/A | N/A | N/A | N/A | N/A | N/A | N/A | N/A | N/A | N/A | N/A | N/A | N/A | N/A | N/A | NO | NO | NO | 2017-06-24 | Mr. Steam Price Book 2017 | 2
AIRTBK-ORB | CONTROL | AirTempo | ACTIVE (ECOM) | AirTempo Steam Shower Control in Black with Oil Rubbed Bronze | 767931905179 | 00767931905179 | OIL RUBBED BRONZE | AirTempo Steam Shower Control in Black with Oil Rubbed Bronze Bezel | 1450 | 1015 | 2019-04-01 | Yes | 0.4 | 3.625 | 3.625 | 0.75 | 3.625 x 3.625 x 0.75 | 4 | 10 | 10 | 4 | 10 x 10 x 4 | We're here to help you build a personal oasis. But you wanted that oasis to be wireless. So we engineered a steam shower control that gives you an unmatched experience along with the convenience of a remote control. With no wires and no hassle, you're free to get lost in your steam shower retreat. | Not tethered by cables. You can use the control up to 60 feet away from the generator | Transform your senses with optional Chromatic Lighting & Aromatic Infusers | Quickly responds to user's touch inputs and reverts to sleep mode automatically when left idle while maintaining the set temperature | Create profiles for custom settings for temperature, time and more | Mount to nearly any hard surface or flush to the wall using a Flush Mount Kit | No need to run wires, great solution for covering a hole left by an old steam shower control | LCD display |  |  |  | N/A | N/A | N/A | N/A | NO | N/A | All eSeries Generators | 104232RD-ORB; 104232SQ-ORB; MSTS | N/A | N/A | https://cdn.intelligencebank.com/us/share/B3R/KeX0/21y6/original/steam-logo-white.jpg | http://public2.intelligencebank.com/e2c56f829e1e5d82347c365bf31980f6/d244007c2fd51d391fed9d76ffa055bf/AIRTBK.jpg | http://public2.intelligencebank.com/e2c56f829e1e5d82347c365bf31980f6/2b96600595cea59e824311db34389f89/AIRTBK_real.jpg | http://public2.intelligencebank.com/e2c56f829e1e5d82347c365bf31980f6/5cda6ada548d706a6090615857660b19/AIRTBK-ORB.jpg | https://vimeo.com/58153234 | https://vimeo.com/58153232 | https://vimeo.com/161475438 | https://vimeo.com/148357410 | http://prodrep.mrsteam.com/DocumentResources/d1f0ef4a-aa86-4f9f-b8e4-ceba8ace31f3.pdf | N/A | http://prodrep.mrsteam.com/DocumentResources/278f8bd4-e4dd-4dc6-bbf8-9b48e09be4aa.pdf | 1395084 | N/A | UNITED STATES | http://prodrep.mrsteam.com/DocumentResources/d6a61c17-60ee-4efc-b1ec-4fa4cb6c55b8.pdf | 72 HOURS | http://prodrep.mrsteam.com/DocumentResources/6805c486-7ad2-47aa-b292-83cc7a6980a9.pdf | http://prodrep.mrsteam.com/DocumentResources/9cd3322a-f719-4aae-87fb-39a8e4dd830b.pdf | http://prodrep.mrsteam.com/DocumentResources/fb82c221-da8d-4d90-ae1e-66670ba7542f.pdf | NO | Plastic; Metal | N/A | YES | N/A | YES | NO | YES | YES | YES | N/A | N/A | Wall-Mount | YES [2 LITHIUM PRIMARY; BUTTON/COIN CELL] | 1; EA | NO | NO | NO | NO | PESTICIDE/AEROSOL: NO | CHEMICAL/SOLVENT: NO | Lead: No Mercury: No Silver: Yes, below Cadmium: No Chromium: No Barium: No Arsenic: No Selenium: No | PARCEL | 70 | N/A | N/A | N/A | N/A | N/A | N/A | N/A | YES | BATTERY | N/A | N/A | N/A | NO | N/A | N/A | N/A | N/A | N/A | N/A | N/A | N/A | N/A | N/A | N/A | N/A | N/A | N/A | N/A | N/A | N/A | N/A | N/A | N/A | N/A | N/A | N/A | NO | NO | NO | 2017-06-24 | Mr. Steam Price Book 2017 | 2
AIRTBK-PB | CONTROL | AirTempo | ACTIVE (ECOM) | AirTempo Steam Shower Control in Black with Polished Brass | 767931905193 | 00767931905193 | POLISHED BRASS | AirTempo Steam Shower Control in Black with Polished Brass Bezel | 1450 | 1015 | 2019-04-01 | Yes | 0.4 | 3.625 | 3.625 | 0.75 | 3.625 x 3.625 x 0.75 | 4 | 10 | 10 | 4 | 10 x 10 x 4 | We're here to help you build a personal oasis. But you wanted that oasis to be wireless. So we engineered a steam shower control that gives you an unmatched experience along with the convenience of a remote control. With no wires and no hassle, you're free to get lost in your steam shower retreat. | Not tethered by cables. You can use the control up to 60 feet away from the generator | Transform your senses with optional Chromatic Lighting & Aromatic Infusers | Quickly responds to user's touch inputs and reverts to sleep mode automatically when left idle while maintaining the set temperature | Create profiles for custom settings for temperature, time and more | Mount to nearly any hard surface or flush to the wall using a Flush Mount Kit | No need to run wires, great solution for covering a hole left by an old steam shower control | LCD display |  |  |  | N/A | N/A | N/A | N/A | NO | N/A | All eSeries Generators | 104232RD-PB; 104232SQ-PB; MSTS | N/A | N/A | https://cdn.intelligencebank.com/us/share/B3R/KeX0/21y6/original/steam-logo-white.jpg | http://public2.intelligencebank.com/e2c56f829e1e5d82347c365bf31980f6/d244007c2fd51d391fed9d76ffa055bf/AIRTBK.jpg | http://public2.intelligencebank.com/e2c56f829e1e5d82347c365bf31980f6/2b96600595cea59e824311db34389f89/AIRTBK_real.jpg | http://public2.intelligencebank.com/e2c56f829e1e5d82347c365bf31980f6/8a759328d87076f3a765c3c13a969cba/AIRTBK-PB.jpg | https://vimeo.com/58153234 | https://vimeo.com/58153232 | https://vimeo.com/161475438 | https://vimeo.com/148357410 | http://prodrep.mrsteam.com/DocumentResources/d1f0ef4a-aa86-4f9f-b8e4-ceba8ace31f3.pdf | N/A | http://prodrep.mrsteam.com/DocumentResources/278f8bd4-e4dd-4dc6-bbf8-9b48e09be4aa.pdf | 1395084 | N/A | UNITED STATES | http://prodrep.mrsteam.com/DocumentResources/d6a61c17-60ee-4efc-b1ec-4fa4cb6c55b8.pdf | 72 HOURS | http://prodrep.mrsteam.com/DocumentResources/6805c486-7ad2-47aa-b292-83cc7a6980a9.pdf | http://prodrep.mrsteam.com/DocumentResources/9cd3322a-f719-4aae-87fb-39a8e4dd830b.pdf | http://prodrep.mrsteam.com/DocumentResources/fb82c221-da8d-4d90-ae1e-66670ba7542f.pdf | NO | Plastic; Metal | N/A | YES | N/A | YES | NO | YES | YES | YES | N/A | N/A | Wall-Mount | YES [2 LITHIUM PRIMARY; BUTTON/COIN CELL] | 1; EA | NO | NO | NO | NO | PESTICIDE/AEROSOL: NO | CHEMICAL/SOLVENT: NO | Lead: No Mercury: No Silver: Yes, below Cadmium: No Chromium: No Barium: No Arsenic: No Selenium: No | PARCEL | 70 | N/A | N/A | N/A | N/A | N/A | N/A | N/A | YES | BATTERY | N/A | N/A | N/A | NO | N/A | N/A | N/A | N/A | N/A | N/A | N/A | N/A | N/A | N/A | N/A | N/A | N/A | N/A | N/A | N/A | N/A | N/A | N/A | N/A | N/A | N/A | N/A | NO | NO | NO | 2017-06-24 | Mr. Steam Price Book 2017 | 2
AIRTBK-PC | CONTROL | AirTempo | ACTIVE (ECOM) | AirTempo Steam Shower Control in Black with Polished Chrome | 767931905155 | 00767931905155 | POLISHED CHROME | AirTempo Steam Shower Control in Black with Polished Chrome Bezel | 1350 | 945 | 2019-04-01 | Yes | 0.4 | 3.625 | 3.625 | 0.75 | 3.625 x 3.625 x 0.75 | 4 | 10 | 10 | 4 | 10 x 10 x 4 | We're here to help you build a personal oasis. But you wanted that oasis to be wireless. So we engineered a steam shower control that gives you an unmatched experience along with the convenience of a remote control. With no wires and no hassle, you're free to get lost in your steam shower retreat. | Not tethered by cables. You can use the control up to 60 feet away from the generator | Transform your senses with optional Chromatic Lighting & Aromatic Infusers | Quickly responds to user's touch inputs and reverts to sleep mode automatically when left idle while maintaining the set temperature | Create profiles for custom settings for temperature, time and more | Mount to nearly any hard surface or flush to the wall using a Flush Mount Kit | No need to run wires, great solution for covering a hole left by an old steam shower control | LCD display |  |  |  | N/A | N/A | N/A | N/A | NO | N/A | All eSeries Generators | 104232RD-PC; 104232SQ-PC; MSTS | N/A | N/A | https://cdn.intelligencebank.com/us/share/B3R/KeX0/21y6/original/steam-logo-white.jpg | http://public2.intelligencebank.com/e2c56f829e1e5d82347c365bf31980f6/d244007c2fd51d391fed9d76ffa055bf/AIRTBK.jpg | http://public2.intelligencebank.com/e2c56f829e1e5d82347c365bf31980f6/2b96600595cea59e824311db34389f89/AIRTBK_real.jpg | http://public2.intelligencebank.com/e2c56f829e1e5d82347c365bf31980f6/a9b081eab0a27479400bae5ef35ddd93/AIRTBK-PC.jpg | https://vimeo.com/58153234 | https://vimeo.com/58153232 | https://vimeo.com/161475438 | https://vimeo.com/148357410 | http://prodrep.mrsteam.com/DocumentResources/d1f0ef4a-aa86-4f9f-b8e4-ceba8ace31f3.pdf | N/A | http://prodrep.mrsteam.com/DocumentResources/278f8bd4-e4dd-4dc6-bbf8-9b48e09be4aa.pdf | 1395084 | N/A | UNITED STATES | http://prodrep.mrsteam.com/DocumentResources/d6a61c17-60ee-4efc-b1ec-4fa4cb6c55b8.pdf | 72 HOURS | http://prodrep.mrsteam.com/DocumentResources/6805c486-7ad2-47aa-b292-83cc7a6980a9.pdf | http://prodrep.mrsteam.com/DocumentResources/9cd3322a-f719-4aae-87fb-39a8e4dd830b.pdf | http://prodrep.mrsteam.com/DocumentResources/fb82c221-da8d-4d90-ae1e-66670ba7542f.pdf | NO | Plastic; Metal | N/A | YES | N/A | YES | NO | YES | YES | YES | N/A | N/A | Wall-Mount | YES [2 LITHIUM PRIMARY; BUTTON/COIN CELL] | 1; EA | NO | NO | NO | NO | PESTICIDE/AEROSOL: NO | CHEMICAL/SOLVENT: NO | Lead: No Mercury: No Silver: Yes, below Cadmium: No Chromium: No Barium: No Arsenic: No Selenium: No | PARCEL | 70 | N/A | N/A | N/A | N/A | N/A | N/A | N/A | YES | BATTERY | N/A | N/A | N/A | NO | N/A | N/A | N/A | N/A | N/A | N/A | N/A | N/A | N/A | N/A | N/A | N/A | N/A | N/A | N/A | N/A | N/A | N/A | N/A | N/A | N/A | N/A | N/A | NO | NO | NO | 2017-06-24 | Mr. Steam Price Book 2017 | 2
AIRTBK-PN | CONTROL | AirTempo | ACTIVE (ECOM) | AirTempo Steam Shower Control in Black with Polished Nickel | 767931905209 | 00767931905209 | POLISHED NICKEL | AirTempo Steam Shower Control in Black with Polished Nickel Bezel | 1450 | 1015 | 2019-04-01 | Yes | 0.4 | 3.625 | 3.625 | 0.75 | 3.625 x 3.625 x 0.75 | 4 | 10 | 10 | 4 | 10 x 10 x 4 | We're here to help you build a personal oasis. But you wanted that oasis to be wireless. So we engineered a steam shower control that gives you an unmatched experience along with the convenience of a remote control. With no wires and no hassle, you're free to get lost in your steam shower retreat. | Not tethered by cables. You can use the control up to 60 feet away from the generator | Transform your senses with optional Chromatic Lighting & Aromatic Infusers | Quickly responds to user's touch inputs and reverts to sleep mode automatically when left idle while maintaining the set temperature | Create profiles for custom settings for temperature, time and more | Mount to nearly any hard surface or flush to the wall using a Flush Mount Kit | No need to run wires, great solution for covering a hole left by an old steam shower control | LCD display |  |  |  | N/A | N/A | N/A | N/A | NO | N/A | All eSeries Generators | 104232RD-PN; 104232SQ-PN; MSTS | N/A | N/A | https://cdn.intelligencebank.com/us/share/B3R/KeX0/21y6/original/steam-logo-white.jpg | http://public2.intelligencebank.com/e2c56f829e1e5d82347c365bf31980f6/d244007c2fd51d391fed9d76ffa055bf/AIRTBK.jpg | http://public2.intelligencebank.com/e2c56f829e1e5d82347c365bf31980f6/2b96600595cea59e824311db34389f89/AIRTBK_real.jpg | http://public2.intelligencebank.com/e2c56f829e1e5d82347c365bf31980f6/f5c1a9a881597145751c1b403223e7d9/AIRTBK-PN.jpg | https://vimeo.com/58153234 | https://vimeo.com/58153232 | https://vimeo.com/161475438 | https://vimeo.com/148357410 | http://prodrep.mrsteam.com/DocumentResources/d1f0ef4a-aa86-4f9f-b8e4-ceba8ace31f3.pdf | N/A | http://prodrep.mrsteam.com/DocumentResources/278f8bd4-e4dd-4dc6-bbf8-9b48e09be4aa.pdf | 1395084 | N/A | UNITED STATES | http://prodrep.mrsteam.com/DocumentResources/d6a61c17-60ee-4efc-b1ec-4fa4cb6c55b8.pdf | 72 HOURS | http://prodrep.mrsteam.com/DocumentResources/6805c486-7ad2-47aa-b292-83cc7a6980a9.pdf | http://prodrep.mrsteam.com/DocumentResources/9cd3322a-f719-4aae-87fb-39a8e4dd830b.pdf | http://prodrep.mrsteam.com/DocumentResources/fb82c221-da8d-4d90-ae1e-66670ba7542f.pdf | NO | Plastic; Metal | N/A | YES | N/A | YES | NO | YES | YES | YES | N/A | N/A | Wall-Mount | YES [2 LITHIUM PRIMARY; BUTTON/COIN CELL] | 1; EA | NO | NO | NO | NO | PESTICIDE/AEROSOL: NO | CHEMICAL/SOLVENT: NO | Lead: No Mercury: No Silver: Yes, below Cadmium: No Chromium: No Barium: No Arsenic: No Selenium: No | PARCEL | 70 | N/A | N/A | N/A | N/A | N/A | N/A | N/A | YES | BATTERY | N/A | N/A | N/A | NO | N/A | N/A | N/A | N/A | N/A | N/A | N/A | N/A | N/A | N/A | N/A | N/A | N/A | N/A | N/A | N/A | N/A | N/A | N/A | N/A | N/A | N/A | N/A | NO | NO | NO | 2017-06-24 | Mr. Steam Price Book 2017 | 2
AIRTBK-SB | CONTROL | AirTempo | ACTIVE (ECOM) | AirTempo Steam Shower Control in Black with Satin Brass | 767931910869 | 00767931910869 | SATIN BRASS | AirTempo Steam Shower Control in Black with Satin Brass Bezel | 1450 | 1015 | 2019-04-01 | Yes | 0.4 | 3.625 | 3.625 | 0.75 | 3.625 x 3.625 x 0.75 | 4 | 10 | 10 | 4 | 10 x 10 x 4 | We're here to help you build a personal oasis. But you wanted that oasis to be wireless. So we engineered a steam shower control that gives you an unmatched experience along with the convenience of a remote control. With no wires and no hassle, you're free to get lost in your steam shower retreat. | Not tethered by cables. You can use the control up to 60 feet away from the generator | Transform your senses with optional Chromatic Lighting & Aromatic Infusers | Quickly responds to user's touch inputs and reverts to sleep mode automatically when left idle while maintaining the set temperature | Create profiles for custom settings for temperature, time and more | Mount to nearly any hard surface or flush to the wall using a Flush Mount Kit | No need to run wires, great solution for covering a hole left by an old steam shower control | LCD display |  |  |  | N/A | N/A | N/A | N/A | NO | N/A | All eSeries Generators | 104232RD-SB; 104232SQ-SB; MSTS | N/A | N/A | https://cdn.intelligencebank.com/us/share/B3R/KeX0/21y6/original/steam-logo-white.jpg | http://public2.intelligencebank.com/e2c56f829e1e5d82347c365bf31980f6/d244007c2fd51d391fed9d76ffa055bf/AIRTBK.jpg | http://public2.intelligencebank.com/e2c56f829e1e5d82347c365bf31980f6/2b96600595cea59e824311db34389f89/AIRTBK_real.jpg | http://public2.intelligencebank.com/e2c56f829e1e5d82347c365bf31980f6/79315fb413d469db55f8b45bb83fa489/AIRTBK-SB.jpg | https://vimeo.com/58153234 | https://vimeo.com/58153232 | https://vimeo.com/161475438 | https://vimeo.com/148357410 | http://prodrep.mrsteam.com/DocumentResources/d1f0ef4a-aa86-4f9f-b8e4-ceba8ace31f3.pdf | N/A | http://prodrep.mrsteam.com/DocumentResources/278f8bd4-e4dd-4dc6-bbf8-9b48e09be4aa.pdf | 1395084 | N/A | UNITED STATES | http://prodrep.mrsteam.com/DocumentResources/d6a61c17-60ee-4efc-b1ec-4fa4cb6c55b8.pdf | 72 HOURS | http://prodrep.mrsteam.com/DocumentResources/6805c486-7ad2-47aa-b292-83cc7a6980a9.pdf | http://prodrep.mrsteam.com/DocumentResources/9cd3322a-f719-4aae-87fb-39a8e4dd830b.pdf | http://prodrep.mrsteam.com/DocumentResources/fb82c221-da8d-4d90-ae1e-66670ba7542f.pdf | NO | Plastic; Metal | N/A | YES | N/A | YES | NO | YES | YES | YES | N/A | N/A | Wall-Mount | YES [2 LITHIUM PRIMARY; BUTTON/COIN CELL] | 1; EA | NO | NO | NO | NO | PESTICIDE/AEROSOL: NO | CHEMICAL/SOLVENT: NO | Lead: No Mercury: No Silver: Yes, below Cadmium: No Chromium: No Barium: No Arsenic: No Selenium: No | PARCEL | 70 | N/A | N/A | N/A | N/A | N/A | N/A | N/A | YES | BATTERY | N/A | N/A | N/A | NO | N/A | N/A | N/A | N/A | N/A | N/A | N/A | N/A | N/A | N/A | N/A | N/A | N/A | N/A | N/A | N/A | N/A | N/A | N/A | N/A | N/A | N/A | N/A | NO | NO | NO | 2017-06-24 | Mr. Steam Price Book 2017 | 2
AIRTWH-BB | CONTROL | AirTempo | ACTIVE (ECOM) | AirTempo Steam Shower Control in White with Brushed Bronze | 767931905247 | 00767931905247 | BRUSHED BRONZE | AirTempo Steam Shower Control in White with Brushed Bronze Bezel | 1450 | 1015 | 2019-04-01 | Yes | 0.4 | 3.625 | 3.625 | 0.75 | 3.625 x 3.625 x 0.75 | 4 | 10 | 10 | 4 | 10 x 10 x 4 | We're here to help you build a personal oasis. But you wanted that oasis to be wireless. So we engineered a steam shower control that gives you an unmatched experience along with the convenience of a remote control. With no wires and no hassle, you're free to get lost in your steam shower retreat. | Not tethered by cables. You can use the control up to 60 feet away from the generator | Transform your senses with optional Chromatic Lighting & Aromatic Infusers | Quickly responds to user's touch inputs and reverts to sleep mode automatically when left idle while maintaining the set temperature | Create profiles for custom settings for temperature, time and more | Mount to nearly any hard surface or flush to the wall using a Flush Mount Kit | No need to run wires, great solution for covering a hole left by an old steam shower control | LCD display |  |  |  | N/A | N/A | N/A | N/A | NO | N/A | All eSeries Generators | 104232RD-BB; 104232SQ-BB; MSTS | N/A | N/A | https://cdn.intelligencebank.com/us/share/B3R/KeX0/21y6/original/steam-logo-white.jpg | http://public2.intelligencebank.com/e2c56f829e1e5d82347c365bf31980f6/ee3f615aa2062bc247c0808a863401f9/AIRTWH.jpg | http://public2.intelligencebank.com/e2c56f829e1e5d82347c365bf31980f6/2ba543b47a0d5ddd4215037f0d8f0dcb/AIRTWH_real.jpg | http://public2.intelligencebank.com/e2c56f829e1e5d82347c365bf31980f6/d91966b09e2774eaa68951d8a33866de/AIRTWH-BB.jpg | https://vimeo.com/58153234 | https://vimeo.com/58153232 | https://vimeo.com/161475438 | https://vimeo.com/148357410 | http://prodrep.mrsteam.com/DocumentResources/d1f0ef4a-aa86-4f9f-b8e4-ceba8ace31f3.pdf | N/A | http://prodrep.mrsteam.com/DocumentResources/278f8bd4-e4dd-4dc6-bbf8-9b48e09be4aa.pdf | 1395084 | N/A | UNITED STATES | http://prodrep.mrsteam.com/DocumentResources/d6a61c17-60ee-4efc-b1ec-4fa4cb6c55b8.pdf | 72 HOURS | http://prodrep.mrsteam.com/DocumentResources/6805c486-7ad2-47aa-b292-83cc7a6980a9.pdf | http://prodrep.mrsteam.com/DocumentResources/9cd3322a-f719-4aae-87fb-39a8e4dd830b.pdf | http://prodrep.mrsteam.com/DocumentResources/fb82c221-da8d-4d90-ae1e-66670ba7542f.pdf | NO | Plastic; Metal | N/A | YES | N/A | YES | NO | YES | YES | YES | N/A | N/A | Wall-Mount | YES [2 LITHIUM PRIMARY; BUTTON/COIN CELL] | 1; EA | NO | NO | NO | NO | PESTICIDE/AEROSOL: NO | CHEMICAL/SOLVENT: NO | Lead: No Mercury: No Silver: Yes, below Cadmium: No Chromium: No Barium: No Arsenic: No Selenium: No | PARCEL | 70 | N/A | N/A | N/A | N/A | N/A | N/A | N/A | YES | BATTERY | N/A | N/A | N/A | NO | N/A | N/A | N/A | N/A | N/A | N/A | N/A | N/A | N/A | N/A | N/A | N/A | N/A | N/A | N/A | N/A | N/A | N/A | N/A | N/A | N/A | N/A | N/A | NO | NO | NO | 2017-06-24 | Mr. Steam Price Book 2017 | 2
AIRTWH-BN | CONTROL | AirTempo | ACTIVE (ECOM) | AirTempo Steam Shower Control in White with Brushed Nickel | 767931905223 | 00767931905223 | BRUSHED NICKEL | AirTempo Steam Shower Control in White with Brushed Nickel Bezel | 1450 | 1015 | 2019-04-01 | Yes | 0.4 | 3.625 | 3.625 | 0.75 | 3.625 x 3.625 x 0.75 | 4 | 10 | 10 | 4 | 10 x 10 x 4 | We're here to help you build a personal oasis. But you wanted that oasis to be wireless. So we engineered a steam shower control that gives you an unmatched experience along with the convenience of a remote control. With no wires and no hassle, you're free to get lost in your steam shower retreat. | Not tethered by cables. You can use the control up to 60 feet away from the generator | Transform your senses with optional Chromatic Lighting & Aromatic Infusers | Quickly responds to user's touch inputs and reverts to sleep mode automatically when left idle while maintaining the set temperature | Create profiles for custom settings for temperature, time and more | Mount to nearly any hard surface or flush to the wall using a Flush Mount Kit | No need to run wires, great solution for covering a hole left by an old steam shower control | LCD display |  |  |  | N/A | N/A | N/A | N/A | NO | N/A | All eSeries Generators | 104232RD-BN; 104232SQ-BN; MSTS | N/A | N/A | https://cdn.intelligencebank.com/us/share/B3R/KeX0/21y6/original/steam-logo-white.jpg | http://public2.intelligencebank.com/e2c56f829e1e5d82347c365bf31980f6/ee3f615aa2062bc247c0808a863401f9/AIRTWH.jpg | http://public2.intelligencebank.com/e2c56f829e1e5d82347c365bf31980f6/2ba543b47a0d5ddd4215037f0d8f0dcb/AIRTWH_real.jpg | http://public2.intelligencebank.com/e2c56f829e1e5d82347c365bf31980f6/4606a6a4e6f8b969f9b9a9b078ff495d/AIRTWH-BN.jpg | https://vimeo.com/58153234 | https://vimeo.com/58153232 | https://vimeo.com/161475438 | https://vimeo.com/148357410 | http://prodrep.mrsteam.com/DocumentResources/d1f0ef4a-aa86-4f9f-b8e4-ceba8ace31f3.pdf | N/A | http://prodrep.mrsteam.com/DocumentResources/278f8bd4-e4dd-4dc6-bbf8-9b48e09be4aa.pdf | 1395084 | N/A | UNITED STATES | http://prodrep.mrsteam.com/DocumentResources/d6a61c17-60ee-4efc-b1ec-4fa4cb6c55b8.pdf | 72 HOURS | http://prodrep.mrsteam.com/DocumentResources/6805c486-7ad2-47aa-b292-83cc7a6980a9.pdf | http://prodrep.mrsteam.com/DocumentResources/9cd3322a-f719-4aae-87fb-39a8e4dd830b.pdf | http://prodrep.mrsteam.com/DocumentResources/fb82c221-da8d-4d90-ae1e-66670ba7542f.pdf | NO | Plastic; Metal | N/A | YES | N/A | YES | NO | YES | YES | YES | N/A | N/A | Wall-Mount | YES [2 LITHIUM PRIMARY; BUTTON/COIN CELL] | 1; EA | NO | NO | NO | NO | PESTICIDE/AEROSOL: NO | CHEMICAL/SOLVENT: NO | Lead: No Mercury: No Silver: Yes, below Cadmium: No Chromium: No Barium: No Arsenic: No Selenium: No | PARCEL | 70 | N/A | N/A | N/A | N/A | N/A | N/A | N/A | YES | BATTERY | N/A | N/A | N/A | NO | N/A | N/A | N/A | N/A | N/A | N/A | N/A | N/A | N/A | N/A | N/A | N/A | N/A | N/A | N/A | N/A | N/A | N/A | N/A | N/A | N/A | N/A | N/A | NO | NO | NO | 2017-06-24 | Mr. Steam Price Book 2017 | 2
AIRTWH-ORB | CONTROL | AirTempo | ACTIVE (ECOM) | AirTempo Steam Shower Control in White with Oil Rubbed Bronze | 767931905230 | 00767931905230 | OIL RUBBED BRONZE | AirTempo Steam Shower Control in White with Oil Rubbed Bronze Bezel | 1450 | 1015 | 2019-04-01 | Yes | 0.4 | 3.625 | 3.625 | 0.75 | 3.625 x 3.625 x 0.75 | 4 | 10 | 10 | 4 | 10 x 10 x 4 | We're here to help you build a personal oasis. But you wanted that oasis to be wireless. So we engineered a steam shower control that gives you an unmatched experience along with the convenience of a remote control. With no wires and no hassle, you're free to get lost in your steam shower retreat. | Not tethered by cables. You can use the control up to 60 feet away from the generator | Transform your senses with optional Chromatic Lighting & Aromatic Infusers | Quickly responds to user's touch inputs and reverts to sleep mode automatically when left idle while maintaining the set temperature | Create profiles for custom settings for temperature, time and more | Mount to nearly any hard surface or flush to the wall using a Flush Mount Kit | No need to run wires, great solution for covering a hole left by an old steam shower control | LCD display |  |  |  | N/A | N/A | N/A | N/A | NO | N/A | All eSeries Generators | 104232RD-ORB; 104232SQ-ORB; MSTS | N/A | N/A | https://cdn.intelligencebank.com/us/share/B3R/KeX0/21y6/original/steam-logo-white.jpg | http://public2.intelligencebank.com/e2c56f829e1e5d82347c365bf31980f6/ee3f615aa2062bc247c0808a863401f9/AIRTWH.jpg | http://public2.intelligencebank.com/e2c56f829e1e5d82347c365bf31980f6/2ba543b47a0d5ddd4215037f0d8f0dcb/AIRTWH_real.jpg | http://public2.intelligencebank.com/e2c56f829e1e5d82347c365bf31980f6/e19345720e4821846064ffef3206fd26/AIRTWH-ORB.jpg | https://vimeo.com/58153234 | https://vimeo.com/58153232 | https://vimeo.com/161475438 | https://vimeo.com/148357410 | http://prodrep.mrsteam.com/DocumentResources/d1f0ef4a-aa86-4f9f-b8e4-ceba8ace31f3.pdf | N/A | http://prodrep.mrsteam.com/DocumentResources/278f8bd4-e4dd-4dc6-bbf8-9b48e09be4aa.pdf | 1395084 | N/A | UNITED STATES | http://prodrep.mrsteam.com/DocumentResources/d6a61c17-60ee-4efc-b1ec-4fa4cb6c55b8.pdf | 72 HOURS | http://prodrep.mrsteam.com/DocumentResources/6805c486-7ad2-47aa-b292-83cc7a6980a9.pdf | http://prodrep.mrsteam.com/DocumentResources/9cd3322a-f719-4aae-87fb-39a8e4dd830b.pdf | http://prodrep.mrsteam.com/DocumentResources/fb82c221-da8d-4d90-ae1e-66670ba7542f.pdf | NO | Plastic; Metal | N/A | YES | N/A | YES | NO | YES | YES | YES | N/A | N/A | Wall-Mount | YES [2 LITHIUM PRIMARY; BUTTON/COIN CELL] | 1; EA | NO | NO | NO | NO | PESTICIDE/AEROSOL: NO | CHEMICAL/SOLVENT: NO | Lead: No Mercury: No Silver: Yes, below Cadmium: No Chromium: No Barium: No Arsenic: No Selenium: No | PARCEL | 70 | N/A | N/A | N/A | N/A | N/A | N/A | N/A | YES | BATTERY | N/A | N/A | N/A | NO | N/A | N/A | N/A | N/A | N/A | N/A | N/A | N/A | N/A | N/A | N/A | N/A | N/A | N/A | N/A | N/A | N/A | N/A | N/A | N/A | N/A | N/A | N/A | NO | NO | NO | 2017-06-24 | Mr. Steam Price Book 2017 | 2
AIRTWH-PB | CONTROL | AirTempo | ACTIVE (ECOM) | AirTempo Steam Shower Control in White with Polished Brass | 767931905254 | 00767931905254 | POLISHED BRASS | AirTempo Steam Shower Control in White with Polished Brass Bezel | 1450 | 1015 | 2019-04-01 | Yes | 0.4 | 3.625 | 3.625 | 0.75 | 3.625 x 3.625 x 0.75 | 4 | 10 | 10 | 4 | 10 x 10 x 4 | We're here to help you build a personal oasis. But you wanted that oasis to be wireless. So we engineered a steam shower control that gives you an unmatched experience along with the convenience of a remote control. With no wires and no hassle, you're free to get lost in your steam shower retreat. | Not tethered by cables. You can use the control up to 60 feet away from the generator | Transform your senses with optional Chromatic Lighting & Aromatic Infusers | Quickly responds to user's touch inputs and reverts to sleep mode automatically when left idle while maintaining the set temperature | Create profiles for custom settings for temperature, time and more | Mount to nearly any hard surface or flush to the wall using a Flush Mount Kit | No need to run wires, great solution for covering a hole left by an old steam shower control | LCD display |  |  |  | N/A | N/A | N/A | N/A | NO | N/A | All eSeries Generators | 104232RD-PB; 104232SQ-PB; MSTS | N/A | N/A | https://cdn.intelligencebank.com/us/share/B3R/KeX0/21y6/original/steam-logo-white.jpg | http://public2.intelligencebank.com/e2c56f829e1e5d82347c365bf31980f6/ee3f615aa2062bc247c0808a863401f9/AIRTWH.jpg | http://public2.intelligencebank.com/e2c56f829e1e5d82347c365bf31980f6/2ba543b47a0d5ddd4215037f0d8f0dcb/AIRTWH_real.jpg | http://public2.intelligencebank.com/e2c56f829e1e5d82347c365bf31980f6/f065a2908fe9ba21466e7d57d862ac73/AIRTWH-PB.jpg | https://vimeo.com/58153234 | https://vimeo.com/58153232 | https://vimeo.com/161475438 | https://vimeo.com/148357410 | http://prodrep.mrsteam.com/DocumentResources/d1f0ef4a-aa86-4f9f-b8e4-ceba8ace31f3.pdf | N/A | http://prodrep.mrsteam.com/DocumentResources/278f8bd4-e4dd-4dc6-bbf8-9b48e09be4aa.pdf | 1395084 | N/A | UNITED STATES | http://prodrep.mrsteam.com/DocumentResources/d6a61c17-60ee-4efc-b1ec-4fa4cb6c55b8.pdf | 72 HOURS | http://prodrep.mrsteam.com/DocumentResources/6805c486-7ad2-47aa-b292-83cc7a6980a9.pdf | http://prodrep.mrsteam.com/DocumentResources/9cd3322a-f719-4aae-87fb-39a8e4dd830b.pdf | http://prodrep.mrsteam.com/DocumentResources/fb82c221-da8d-4d90-ae1e-66670ba7542f.pdf | NO | Plastic; Metal | N/A | YES | N/A | YES | NO | YES | YES | YES | N/A | N/A | Wall-Mount | YES [2 LITHIUM PRIMARY; BUTTON/COIN CELL] | 1; EA | NO | NO | NO | NO | PESTICIDE/AEROSOL: NO | CHEMICAL/SOLVENT: NO | Lead: No Mercury: No Silver: Yes, below Cadmium: No Chromium: No Barium: No Arsenic: No Selenium: No | PARCEL | 70 | N/A | N/A | N/A | N/A | N/A | N/A | N/A | YES | BATTERY | N/A | N/A | N/A | NO | N/A | N/A | N/A | N/A | N/A | N/A | N/A | N/A | N/A | N/A | N/A | N/A | N/A | N/A | N/A | N/A | N/A | N/A | N/A | N/A | N/A | N/A | N/A | NO | NO | NO | 2017-06-24 | Mr. Steam Price Book 2017 | 2
AIRTWH-PC | CONTROL | AirTempo | ACTIVE (ECOM) | AirTempo Steam Shower Control in White with Polished Chrome | 767931905216 | 00767931905216 | POLISHED CHROME | AirTempo Steam Shower Control in White with Polished Chrome Bezel | 1350 | 945 | 2019-04-01 | Yes | 0.4 | 3.625 | 3.625 | 0.75 | 3.625 x 3.625 x 0.75 | 4 | 10 | 10 | 4 | 10 x 10 x 4 | We're here to help you build a personal oasis. But you wanted that oasis to be wireless. So we engineered a steam shower control that gives you an unmatched experience along with the convenience of a remote control. With no wires and no hassle, you're free to get lost in your steam shower retreat. | Not tethered by cables. You can use the control up to 60 feet away from the generator | Transform your senses with optional Chromatic Lighting & Aromatic Infusers | Quickly responds to user's touch inputs and reverts to sleep mode automatically when left idle while maintaining the set temperature | Create profiles for custom settings for temperature, time and more | Mount to nearly any hard surface or flush to the wall using a Flush Mount Kit | No need to run wires, great solution for covering a hole left by an old steam shower control | LCD display |  |  |  | N/A | N/A | N/A | N/A | NO | N/A | All eSeries Generators | 104232RD-PC; 104232SQ-PC; MSTS | N/A | N/A | https://cdn.intelligencebank.com/us/share/B3R/KeX0/21y6/original/steam-logo-white.jpg | http://public2.intelligencebank.com/e2c56f829e1e5d82347c365bf31980f6/ee3f615aa2062bc247c0808a863401f9/AIRTWH.jpg | http://public2.intelligencebank.com/e2c56f829e1e5d82347c365bf31980f6/2ba543b47a0d5ddd4215037f0d8f0dcb/AIRTWH_real.jpg | http://public2.intelligencebank.com/e2c56f829e1e5d82347c365bf31980f6/07aa98430db4128c269e22029236e772/AIRTWH-PC.jpg | https://vimeo.com/58153234 | https://vimeo.com/58153232 | https://vimeo.com/161475438 | https://vimeo.com/148357410 | http://prodrep.mrsteam.com/DocumentResources/d1f0ef4a-aa86-4f9f-b8e4-ceba8ace31f3.pdf | N/A | http://prodrep.mrsteam.com/DocumentResources/278f8bd4-e4dd-4dc6-bbf8-9b48e09be4aa.pdf | 1395084 | N/A | UNITED STATES | http://prodrep.mrsteam.com/DocumentResources/d6a61c17-60ee-4efc-b1ec-4fa4cb6c55b8.pdf | 72 HOURS | http://prodrep.mrsteam.com/DocumentResources/6805c486-7ad2-47aa-b292-83cc7a6980a9.pdf | http://prodrep.mrsteam.com/DocumentResources/9cd3322a-f719-4aae-87fb-39a8e4dd830b.pdf | http://prodrep.mrsteam.com/DocumentResources/fb82c221-da8d-4d90-ae1e-66670ba7542f.pdf | NO | Plastic; Metal | N/A | YES | N/A | YES | NO | YES | YES | YES | N/A | N/A | Wall-Mount | YES [2 LITHIUM PRIMARY; BUTTON/COIN CELL] | 1; EA | NO | NO | NO | NO | PESTICIDE/AEROSOL: NO | CHEMICAL/SOLVENT: NO | Lead: No Mercury: No Silver: Yes, below Cadmium: No Chromium: No Barium: No Arsenic: No Selenium: No | PARCEL | 70 | N/A | N/A | N/A | N/A | N/A | N/A | N/A | YES | BATTERY | N/A | N/A | N/A | NO | N/A | N/A | N/A | N/A | N/A | N/A | N/A | N/A | N/A | N/A | N/A | N/A | N/A | N/A | N/A | N/A | N/A | N/A | N/A | N/A | N/A | N/A | N/A | NO | NO | NO | 2017-06-24 | Mr. Steam Price Book 2017 | 2
AIRTWH-PN | CONTROL | AirTempo | ACTIVE (ECOM) | AirTempo Steam Shower Control in White with Polished Nickel | 767931905261 | 00767931905261 | POLISHED NICKEL | AirTempo Steam Shower Control in White with Polished Nickel Bezel | 1450 | 1015 | 2019-04-01 | Yes | 0.4 | 3.625 | 3.625 | 0.75 | 3.625 x 3.625 x 0.75 | 4 | 10 | 10 | 4 | 10 x 10 x 4 | We're here to help you build a personal oasis. But you wanted that oasis to be wireless. So we engineered a steam shower control that gives you an unmatched experience along with the convenience of a remote control. With no wires and no hassle, you're free to get lost in your steam shower retreat. | Not tethered by cables. You can use the control up to 60 feet away from the generator | Transform your senses with optional Chromatic Lighting & Aromatic Infusers | Quickly responds to user's touch inputs and reverts to sleep mode automatically when left idle while maintaining the set temperature | Create profiles for custom settings for temperature, time and more | Mount to nearly any hard surface or flush to the wall using a Flush Mount Kit | No need to run wires, great solution for covering a hole left by an old steam shower control | LCD display |  |  |  | N/A | N/A | N/A | N/A | NO | N/A | All eSeries Generators | 104232RD-PN; 104232SQ-PN; MSTS | N/A | N/A | https://cdn.intelligencebank.com/us/share/B3R/KeX0/21y6/original/steam-logo-white.jpg | http://public2.intelligencebank.com/e2c56f829e1e5d82347c365bf31980f6/ee3f615aa2062bc247c0808a863401f9/AIRTWH.jpg | http://public2.intelligencebank.com/e2c56f829e1e5d82347c365bf31980f6/2ba543b47a0d5ddd4215037f0d8f0dcb/AIRTWH_real.jpg | http://public2.intelligencebank.com/e2c56f829e1e5d82347c365bf31980f6/05408015d7e42a559a7e4506c476244b/AIRTWH-PN.jpg | https://vimeo.com/58153234 | https://vimeo.com/58153232 | https://vimeo.com/161475438 | https://vimeo.com/148357410 | http://prodrep.mrsteam.com/DocumentResources/d1f0ef4a-aa86-4f9f-b8e4-ceba8ace31f3.pdf | N/A | http://prodrep.mrsteam.com/DocumentResources/278f8bd4-e4dd-4dc6-bbf8-9b48e09be4aa.pdf | 1395084 | N/A | UNITED STATES | http://prodrep.mrsteam.com/DocumentResources/d6a61c17-60ee-4efc-b1ec-4fa4cb6c55b8.pdf | 72 HOURS | http://prodrep.mrsteam.com/DocumentResources/6805c486-7ad2-47aa-b292-83cc7a6980a9.pdf | http://prodrep.mrsteam.com/DocumentResources/9cd3322a-f719-4aae-87fb-39a8e4dd830b.pdf | http://prodrep.mrsteam.com/DocumentResources/fb82c221-da8d-4d90-ae1e-66670ba7542f.pdf | NO | Plastic; Metal | N/A | YES | N/A | YES | NO | YES | YES | YES | N/A | N/A | Wall-Mount | YES [2 LITHIUM PRIMARY; BUTTON/COIN CELL] | 1; EA | NO | NO | NO | NO | PESTICIDE/AEROSOL: NO | CHEMICAL/SOLVENT: NO | Lead: No Mercury: No Silver: Yes, below Cadmium: No Chromium: No Barium: No Arsenic: No Selenium: No | PARCEL | 70 | N/A | N/A | N/A | N/A | N/A | N/A | N/A | YES | BATTERY | N/A | N/A | N/A | NO | N/A | N/A | N/A | N/A | N/A | N/A | N/A | N/A | N/A | N/A | N/A | N/A | N/A | N/A | N/A | N/A | N/A | N/A | N/A | N/A | N/A | N/A | N/A | NO | NO | NO | 2017-06-24 | Mr. Steam Price Book 2017 | 2
AIRTWH-SB | CONTROL | AirTempo | ACTIVE (ECOM) | AirTempo Steam Shower Control in White with Satin Brass | 767931910876 | 00767931910876 | SATIN BRASS | AirTempo Steam Shower Control in White with Satin Brass Bezel | 1450 | 1015 | 2019-04-01 | Yes | 0.4 | 3.625 | 3.625 | 0.75 | 3.625 x 3.625 x 0.75 | 4 | 10 | 10 | 4 | 10 x 10 x 4 | We're here to help you build a personal oasis. But you wanted that oasis to be wireless. So we engineered a steam shower control that gives you an unmatched experience along with the convenience of a remote control. With no wires and no hassle, you're free to get lost in your steam shower retreat. | Not tethered by cables. You can use the control up to 60 feet away from the generator | Transform your senses with optional Chromatic Lighting & Aromatic Infusers | Quickly responds to user's touch inputs and reverts to sleep mode automatically when left idle while maintaining the set temperature | Create profiles for custom settings for temperature, time and more | Mount to nearly any hard surface or flush to the wall using a Flush Mount Kit | No need to run wires, great solution for covering a hole left by an old steam shower control | LCD display |  |  |  | N/A | N/A | N/A | N/A | NO | N/A | All eSeries Generators | 104232RD-SB; 104232SQ-SB; MSTS | N/A | N/A | https://cdn.intelligencebank.com/us/share/B3R/KeX0/21y6/original/steam-logo-white.jpg | http://public2.intelligencebank.com/e2c56f829e1e5d82347c365bf31980f6/ee3f615aa2062bc247c0808a863401f9/AIRTWH.jpg | http://public2.intelligencebank.com/e2c56f829e1e5d82347c365bf31980f6/2ba543b47a0d5ddd4215037f0d8f0dcb/AIRTWH_real.jpg | http://public2.intelligencebank.com/e2c56f829e1e5d82347c365bf31980f6/d39ec3f0d559ec00487bed5cab08b7d8/AIRTWH-SB.jpg | https://vimeo.com/58153234 | https://vimeo.com/58153232 | https://vimeo.com/161475438 | https://vimeo.com/148357410 | http://prodrep.mrsteam.com/DocumentResources/d1f0ef4a-aa86-4f9f-b8e4-ceba8ace31f3.pdf | N/A | http://prodrep.mrsteam.com/DocumentResources/278f8bd4-e4dd-4dc6-bbf8-9b48e09be4aa.pdf | 1395084 | N/A | UNITED STATES | http://prodrep.mrsteam.com/DocumentResources/d6a61c17-60ee-4efc-b1ec-4fa4cb6c55b8.pdf | 72 HOURS | http://prodrep.mrsteam.com/DocumentResources/6805c486-7ad2-47aa-b292-83cc7a6980a9.pdf | http://prodrep.mrsteam.com/DocumentResources/9cd3322a-f719-4aae-87fb-39a8e4dd830b.pdf | http://prodrep.mrsteam.com/DocumentResources/fb82c221-da8d-4d90-ae1e-66670ba7542f.pdf | NO | Plastic; Metal | N/A | YES | N/A | YES | NO | YES | YES | YES | N/A | N/A | Wall-Mount | YES [2 LITHIUM PRIMARY; BUTTON/COIN CELL] | 1; EA | NO | NO | NO | NO | PESTICIDE/AEROSOL: NO | CHEMICAL/SOLVENT: NO | Lead: No Mercury: No Silver: Yes, below Cadmium: No Chromium: No Barium: No Arsenic: No Selenium: No | PARCEL | 70 | N/A | N/A | N/A | N/A | N/A | N/A | N/A | YES | BATTERY | N/A | N/A | N/A | NO | N/A | N/A | N/A | N/A | N/A | N/A | N/A | N/A | N/A | N/A | N/A | N/A | N/A | N/A | N/A | N/A | N/A | N/A | N/A | N/A | N/A | N/A | N/A | NO | NO | NO | 2017-06-24 | Mr. Steam Price Book 2017 | 2
BUTLERL1RBB | CONTROL PACKAGE | Butler | ACTIVE (ECOM) | Butler Linear Package Round Brushed Bronze | 767931908040 | 00767931908040 | BRUSHED BRONZE | Butler Package includes: (1) iTempoPlus Control (1) Linear SteamHead (1) AutoFlush® (1) Condensation Pan (1) SteamLinx. For generator models MS90E to MSSUPER3E | 2400 | 1680 | 2019-04-01 | Yes | 18 | 28 | 13 | 11 | 28 x 13 x 11 | 18 | 28 | 13 | 11 | 28 x 13 x 11 | Its never been easier to optimize your steam shower experience. With an elegant design and easy to use interface, you can control more than steam. Connect AromaSteam and ChromaSteam systems to create a personalized wellness center. | Set the perfect steam temperature for multiple users | ChromaSteam3 lighting & AromaSteam infusion | Never wonder what time , day or date it is in your SteamShower or bathroom | Manufactured in strong, durable and long lasting solid brass | Compliment any bathroom design with one of 11 designer or glass finishes | [5 empty] | N/A | N/A | N/A | N/A | NO | N/A | All eSeries Generators | 103990-60; MSTS | N/A | N/A | https://cdn.intelligencebank.com/us/share/B3R/KeX0/21y6/original/steam-logo-white.jpg | http://public2.intelligencebank.com/e2c56f829e1e5d82347c365bf31980f6/33e09a585c3b1c3678bb8c3ff11c9cee/BUTLERL1RBB.jpg | N/A | N/A | https://vimeo.com/58153234 | https://vimeo.com/58153232 | https://vimeo.com/73313150 | N/A | http://prodrep.mrsteam.com/DocumentResources/d1f0ef4a-aa86-4f9f-b8e4-ceba8ace31f3.pdf | N/A | http://prodrep.mrsteam.com/DocumentResources/278f8bd4-e4dd-4dc6-bbf8-9b48e09be4aa.pdf | 1419014 | N/A | UNITED STATES | http://prodrep.mrsteam.com/DocumentResources/d6a61c17-60ee-4efc-b1ec-4fa4cb6c55b8.pdf | 72 HOURS | http://prodrep.mrsteam.com/DocumentResources/dcf45949-fdc5-42ac-b825-59f139ef9bff.pdf | http://prodrep.mrsteam.com/DocumentResources/8bf052a3-f84c-4d5c-8879-98139ab53742.pdf | http://prodrep.mrsteam.com/DocumentResources/fb82c221-da8d-4d90-ae1e-66670ba7542f.pdf | YES | Plastic; Metal | N/A | YES | N/A | YES | NO | YES | YES | YES | N/A | N/A | Wall-Mount | NO | 1; EA | NO | NO | NO | NO | PESTICIDE/AEROSOL: NO | CHEMICAL/SOLVENT: NO | Lead: No Mercury: No Silver: No Cadmium: No Chromium: No Barium: No Arsenic: No Selenium: No | PARCEL | 70 | N/A | N/A | N/A | N/A | N/A | N/A | N/A | N/A | HARDWIRED | N/A | N/A | N/A | NO | N/A | N/A | N/A | N/A | N/A | N/A | N/A | N/A | N/A | N/A | N/A | N/A | N/A | N/A | N/A | N/A | N/A | N/A | N/A | N/A | N/A | N/A | N/A | NO | NO | NO | 2017-06-24 | Mr. Steam Price Book 2017 | 2
BUTLERL1RBK | CONTROL PACKAGE | Butler | ACTIVE (ECOM) | Butler Linear Package Round Black | 767931910012 | 00767931910012 | BLACK | Butler Package includes: (1) iTempoPlus Control (1) Linear SteamHead (1) AutoFlush® (1) Condensation Pan (1) SteamLinx. For generator models MS90E to MSSUPER3E | 2400 | 1680 | 2019-04-01 | Yes | 18 | 28 | 13 | 11 | 28 x 13 x 11 | 18 | 28 | 13 | 11 | 28 x 13 x 11 | Its never been easier to optimize your steam shower experience. With an elegant design and easy to use interface, you can control more than steam. Connect AromaSteam and ChromaSteam systems to create a personalized wellness center. | Set the perfect steam temperature for multiple users | ChromaSteam3 lighting & AromaSteam infusion | Never wonder what time , day or date it is in your SteamShower or bathroom | Manufactured in strong, durable and long lasting solid brass | Compliment any bathroom design with one of 11 designer or glass finishes | [5 empty] | N/A | N/A | N/A | N/A | NO | N/A | All eSeries Generators | 103990-60; MSTS | N/A | N/A | https://cdn.intelligencebank.com/us/share/B3R/KeX0/21y6/original/steam-logo-white.jpg | http://public2.intelligencebank.com/e2c56f829e1e5d82347c365bf31980f6/523eb7ed3671636dc921cf387af64a69/BUTLERL1RBK.jpg | N/A | N/A | https://vimeo.com/58153234 | https://vimeo.com/58153232 | https://vimeo.com/73313150 | N/A | http://prodrep.mrsteam.com/DocumentResources/d1f0ef4a-aa86-4f9f-b8e4-ceba8ace31f3.pdf | N/A | http://prodrep.mrsteam.com/DocumentResources/278f8bd4-e4dd-4dc6-bbf8-9b48e09be4aa.pdf | 1419014 | N/A | UNITED STATES | http://prodrep.mrsteam.com/DocumentResources/d6a61c17-60ee-4efc-b1ec-4fa4cb6c55b8.pdf | 72 HOURS | http://prodrep.mrsteam.com/DocumentResources/dcf45949-fdc5-42ac-b825-59f139ef9bff.pdf | http://prodrep.mrsteam.com/DocumentResources/8bf052a3-f84c-4d5c-8879-98139ab53742.pdf | http://prodrep.mrsteam.com/DocumentResources/fb82c221-da8d-4d90-ae1e-66670ba7542f.pdf | YES | Plastic; Metal | N/A | YES | N/A | YES | NO | YES | YES | YES | N/A | N/A | Wall-Mount | NO | 1; EA | NO | NO | NO | NO | PESTICIDE/AEROSOL: NO | CHEMICAL/SOLVENT: NO | Lead: No Mercury: No Silver: No Cadmium: No Chromium: No Barium: No Arsenic: No Selenium: No | PARCEL | 70 | N/A | N/A | N/A | N/A | N/A | N/A | N/A | N/A | HARDWIRED | N/A | N/A | N/A | NO | N/A | N/A | N/A | N/A | N/A | N/A | N/A | N/A | N/A | N/A | N/A | N/A | N/A | N/A | N/A | N/A | N/A | N/A | N/A | N/A | N/A | N/A | N/A | NO | NO | NO | 2017-06-24 | Mr. Steam Price Book 2017 | 2
BUTLERL1RBN | CONTROL PACKAGE | Butler | ACTIVE (ECOM) | Butler Linear Package Round Brushed Nickel | 767931908057 | 00767931908057 | BRUSHED NICKEL | Butler Package includes: (1) iTempoPlus Control (1) Linear SteamHead (1) AutoFlush® (1) Condensation Pan (1) SteamLinx. For generator models MS90E to MSSUPER3E | 2400 | 1680 | 2019-04-01 | Yes | 18 | 28 | 13 | 11 | 28 x 13 x 11 | 18 | 28 | 13 | 11 | 28 x 13 x 11 | Its never been easier to optimize your steam shower experience. With an elegant design and easy to use interface, you can control more than steam. Connect AromaSteam and ChromaSteam systems to create a personalized wellness center. | Set the perfect steam temperature for multiple users | ChromaSteam3 lighting & AromaSteam infusion | Never wonder what time , day or date it is in your SteamShower or bathroom | Manufactured in strong, durable and long lasting solid brass | Compliment any bathroom design with one of 11 designer or glass finishes | [5 empty] | N/A | N/A | N/A | N/A | NO | N/A | All eSeries Generators | 103990-60; MSTS | N/A | N/A | https://cdn.intelligencebank.com/us/share/B3R/KeX0/21y6/original/steam-logo-white.jpg | http://public2.intelligencebank.com/e2c56f829e1e5d82347c365bf31980f6/ce629d9b8117ff83c554f35be0286462/BUTLERL1RBN.jpg | N/A | N/A | https://vimeo.com/58153234 | https://vimeo.com/58153232 | https://vimeo.com/73313150 | N/A | http://prodrep.mrsteam.com/DocumentResources/d1f0ef4a-aa86-4f9f-b8e4-ceba8ace31f3.pdf | N/A | http://prodrep.mrsteam.com/DocumentResources/278f8bd4-e4dd-4dc6-bbf8-9b48e09be4aa.pdf | 1419014 | N/A | UNITED STATES | http://prodrep.mrsteam.com/DocumentResources/d6a61c17-60ee-4efc-b1ec-4fa4cb6c55b8.pdf | 72 HOURS | http://prodrep.mrsteam.com/DocumentResources/dcf45949-fdc5-42ac-b825-59f139ef9bff.pdf | http://prodrep.mrsteam.com/DocumentResources/8bf052a3-f84c-4d5c-8879-98139ab53742.pdf | http://prodrep.mrsteam.com/DocumentResources/fb82c221-da8d-4d90-ae1e-66670ba7542f.pdf | YES | Plastic; Metal | N/A | YES | N/A | YES | NO | YES | YES | YES | N/A | N/A | Wall-Mount | NO | 1; EA | NO | NO | NO | NO | PESTICIDE/AEROSOL: NO | CHEMICAL/SOLVENT: NO | Lead: No Mercury: No Silver: No Cadmium: No Chromium: No Barium: No Arsenic: No Selenium: No | PARCEL | 70 | N/A | N/A | N/A | N/A | N/A | N/A | N/A | N/A | HARDWIRED | N/A | N/A | N/A | NO | N/A | N/A | N/A | N/A | N/A | N/A | N/A | N/A | N/A | N/A | N/A | N/A | N/A | N/A | N/A | N/A | N/A | N/A | N/A | N/A | N/A | N/A | N/A | NO | NO | NO | 2017-06-24 | Mr. Steam Price Book 2017 | 2
BUTLERL1RMB | CONTROL PACKAGE | Butler | ACTIVE (ECOM) | Butler Linear Package Round Matte Black | 767931914386 | 00767931914386 | MATTE BLACK | Butler Package includes: (1) iTempoPlus Control (1) Linear SteamHead (1) AutoFlush® (1) Condensation Pan (1) SteamLinx. For generator models MS90E to MSSUPER3E | 2400 | 1680 | 2019-04-01 | Yes | 18 | 28 | 13 | 11 | 28 x 13 x 11 | 18 | 28 | 13 | 11 | 28 x 13 x 11 | Its never been easier to optimize your steam shower experience. With an elegant design and easy to use interface, you can control more than steam. Connect AromaSteam and ChromaSteam systems to create a personalized wellness center. | Set the perfect steam temperature for multiple users | ChromaSteam3 lighting & AromaSteam infusion | Never wonder what time , day or date it is in your SteamShower or bathroom | Manufactured in strong, durable and long lasting solid brass | Compliment any bathroom design with one of 11 designer or glass finishes | [5 empty] | N/A | N/A | N/A | N/A | NO | N/A | All eSeries Generators | 103990-60; MSTS | N/A | N/A | https://cdn.intelligencebank.com/us/share/B3R/KeX0/21y6/original/steam-logo-white.jpg | https://cdn.intelligencebank.com/us/share/B3R/Ewl9/8wKv/original/BUTLERL1RDMB.jpg |  |  | https://vimeo.com/58153234 | https://vimeo.com/58153232 | https://vimeo.com/73313150 | N/A | http://prodrep.mrsteam.com/DocumentResources/d1f0ef4a-aa86-4f9f-b8e4-ceba8ace31f3.pdf | N/A | http://prodrep.mrsteam.com/DocumentResources/278f8bd4-e4dd-4dc6-bbf8-9b48e09be4aa.pdf | 1419014 | N/A | UNITED STATES | http://prodrep.mrsteam.com/DocumentResources/d6a61c17-60ee-4efc-b1ec-4fa4cb6c55b8.pdf | 72 HOURS | http://prodrep.mrsteam.com/DocumentResources/dcf45949-fdc5-42ac-b825-59f139ef9bff.pdf | http://prodrep.mrsteam.com/DocumentResources/8bf052a3-f84c-4d5c-8879-98139ab53742.pdf | http://prodrep.mrsteam.com/DocumentResources/fb82c221-da8d-4d90-ae1e-66670ba7542f.pdf | YES | Plastic; Metal | N/A | YES | N/A | YES | NO | YES | YES | YES | N/A | N/A | Wall-Mount | NO | 1; EA | NO | NO | NO | NO | PESTICIDE/AEROSOL: NO | CHEMICAL/SOLVENT: NO | Lead: No Mercury: No Silver: No Cadmium: No Chromium: No Barium: No Arsenic: No Selenium: No | PARCEL | 70 | N/A | N/A | N/A | N/A | N/A | N/A | N/A | N/A | HARDWIRED | N/A | N/A | N/A | NO | N/A | N/A | N/A | N/A | N/A | N/A | N/A | N/A | N/A | N/A | N/A | N/A | N/A | N/A | N/A | N/A | N/A | N/A | N/A | N/A | N/A | N/A | N/A | NO | NO | NO | 2017-06-24 | Mr. Steam Price Book 2017 | 2
BUTLERL1RORB | CONTROL PACKAGE | Butler | ACTIVE (ECOM) | Butler Linear Package Round Oil Rubbed Bronze | 767931908064 | 00767931908064 | OIL RUBBED BRONZE | Butler Package includes: (1) iTempoPlus Control (1) Linear SteamHead (1) AutoFlush® (1) Condensation Pan (1) SteamLinx. For generator models MS90E to MSSUPER3E | 2400 | 1680 | 2019-04-01 | Yes | 18 | 28 | 13 | 11 | 28 x 13 x 11 | 18 | 28 | 13 | 11 | 28 x 13 x 11 | Its never been easier to optimize your steam shower experience. With an elegant design and easy to use interface, you can control more than steam. Connect AromaSteam and ChromaSteam systems to create a personalized wellness center. | Set the perfect steam temperature for multiple users | ChromaSteam3 lighting & AromaSteam infusion | Never wonder what time , day or date it is in your SteamShower or bathroom | Manufactured in strong, durable and long lasting solid brass | Compliment any bathroom design with one of 11 designer or glass finishes | [5 empty] | N/A | N/A | N/A | N/A | NO | N/A | All eSeries Generators | 103990-60; MSTS | N/A | N/A | https://cdn.intelligencebank.com/us/share/B3R/KeX0/21y6/original/steam-logo-white.jpg | http://public2.intelligencebank.com/e2c56f829e1e5d82347c365bf31980f6/05237937ef794a73f45b05dc64898953/BUTLERL1RORB.jpg | N/A | N/A | https://vimeo.com/58153234 | https://vimeo.com/58153232 | https://vimeo.com/73313150 | N/A | http://prodrep.mrsteam.com/DocumentResources/d1f0ef4a-aa86-4f9f-b8e4-ceba8ace31f3.pdf | N/A | http://prodrep.mrsteam.com/DocumentResources/278f8bd4-e4dd-4dc6-bbf8-9b48e09be4aa.pdf | 1419014 | N/A | UNITED STATES | http://prodrep.mrsteam.com/DocumentResources/d6a61c17-60ee-4efc-b1ec-4fa4cb6c55b8.pdf | 72 HOURS | http://prodrep.mrsteam.com/DocumentResources/dcf45949-fdc5-42ac-b825-59f139ef9bff.pdf | http://prodrep.mrsteam.com/DocumentResources/8bf052a3-f84c-4d5c-8879-98139ab53742.pdf | http://prodrep.mrsteam.com/DocumentResources/fb82c221-da8d-4d90-ae1e-66670ba7542f.pdf | YES | Plastic; Metal | N/A | YES | N/A | YES | NO | YES | YES | YES | N/A | N/A | Wall-Mount | NO | 1; EA | NO | NO | NO | NO | PESTICIDE/AEROSOL: NO | CHEMICAL/SOLVENT: NO | Lead: No Mercury: No Silver: No Cadmium: No Chromium: No Barium: No Arsenic: No Selenium: No | PARCEL | 70 | N/A | N/A | N/A | N/A | N/A | N/A | N/A | N/A | HARDWIRED | N/A | N/A | N/A | NO | N/A | N/A | N/A | N/A | N/A | N/A | N/A | N/A | N/A | N/A | N/A | N/A | N/A | N/A | N/A | N/A | N/A | N/A | N/A | N/A | N/A | N/A | N/A | NO | NO | NO | 2017-06-24 | Mr. Steam Price Book 2017 | 2
BUTLERL1RPB | CONTROL PACKAGE | Butler | ACTIVE (ECOM) | Butler Linear Package Round Polished Brass | 767931908071 | 00767931908071 | POLISHED BRASS | Butler Package includes: (1) iTempoPlus Control (1) Linear SteamHead (1) AutoFlush® (1) Condensation Pan (1) SteamLinx. For generator models MS90E to MSSUPER3E | 2400 | 1680 | 2019-04-01 | Yes | 18 | 28 | 13 | 11 | 28 x 13 x 11 | 18 | 28 | 13 | 11 | 28 x 13 x 11 | Its never been easier to optimize your steam shower experience. With an elegant design and easy to use interface, you can control more than steam. Connect AromaSteam and ChromaSteam systems to create a personalized wellness center. | Set the perfect steam temperature for multiple users | ChromaSteam3 lighting & AromaSteam infusion | Never wonder what time , day or date it is in your SteamShower or bathroom | Manufactured in strong, durable and long lasting solid brass | Compliment any bathroom design with one of 11 designer or glass finishes | [5 empty] | N/A | N/A | N/A | N/A | NO | N/A | All eSeries Generators | 103990-60; MSTS | N/A | N/A | https://cdn.intelligencebank.com/us/share/B3R/KeX0/21y6/original/steam-logo-white.jpg | http://public2.intelligencebank.com/e2c56f829e1e5d82347c365bf31980f6/41d16df1ef065523cb7ab17b2b51ba27/BUTLERL1RPB.jpg | N/A | N/A | https://vimeo.com/58153234 | https://vimeo.com/58153232 | https://vimeo.com/73313150 | N/A | http://prodrep.mrsteam.com/DocumentResources/d1f0ef4a-aa86-4f9f-b8e4-ceba8ace31f3.pdf | N/A | http://prodrep.mrsteam.com/DocumentResources/278f8bd4-e4dd-4dc6-bbf8-9b48e09be4aa.pdf | 1419014 | N/A | UNITED STATES | http://prodrep.mrsteam.com/DocumentResources/d6a61c17-60ee-4efc-b1ec-4fa4cb6c55b8.pdf | 72 HOURS | http://prodrep.mrsteam.com/DocumentResources/dcf45949-fdc5-42ac-b825-59f139ef9bff.pdf | http://prodrep.mrsteam.com/DocumentResources/8bf052a3-f84c-4d5c-8879-98139ab53742.pdf | http://prodrep.mrsteam.com/DocumentResources/fb82c221-da8d-4d90-ae1e-66670ba7542f.pdf | YES | Plastic; Metal | N/A | YES | N/A | YES | NO | YES | YES | YES | N/A | N/A | Wall-Mount | NO | 1; EA | NO | NO | NO | NO | PESTICIDE/AEROSOL: NO | CHEMICAL/SOLVENT: NO | Lead: No Mercury: No Silver: No Cadmium: No Chromium: No Barium: No Arsenic: No Selenium: No | PARCEL | 70 | N/A | N/A | N/A | N/A | N/A | N/A | N/A | N/A | HARDWIRED | N/A | N/A | N/A | NO | N/A | N/A | N/A | N/A | N/A | N/A | N/A | N/A | N/A | N/A | N/A | N/A | N/A | N/A | N/A | N/A | N/A | N/A | N/A | N/A | N/A | N/A | N/A | NO | NO | NO | 2017-06-24 | Mr. Steam Price Book 2017 | 2
BUTLERL1RPC | CONTROL PACKAGE | Butler | ACTIVE (ECOM) | Butler Linear Package Round Polished Chrome | 767931908088 | 00767931908088 | POLISHED CHROME | Butler Package includes: (1) iTempoPlus Control (1) Linear SteamHead (1) AutoFlush® (1) Condensation Pan (1) SteamLinx. For generator models MS90E to MSSUPER3E | 2300 | 1610 | 2019-04-01 | Yes | 18 | 28 | 13 | 11 | 28 x 13 x 11 | 18 | 28 | 13 | 11 | 28 x 13 x 11 | Its never been easier to optimize your steam shower experience. With an elegant design and easy to use interface, you can control more than steam. Connect AromaSteam and ChromaSteam systems to create a personalized wellness center. | Set the perfect steam temperature for multiple users | ChromaSteam3 lighting & AromaSteam infusion | Never wonder what time , day or date it is in your SteamShower or bathroom | Manufactured in strong, durable and long lasting solid brass | Compliment any bathroom design with one of 11 designer or glass finishes | [5 empty] | N/A | N/A | N/A | N/A | NO | N/A | All eSeries Generators | 103990-60; MSTS | N/A | N/A | https://cdn.intelligencebank.com/us/share/B3R/KeX0/21y6/original/steam-logo-white.jpg | http://public2.intelligencebank.com/e2c56f829e1e5d82347c365bf31980f6/c268467f1daf48939ba3fa7ec469cf16/BUTLERL1RPC.jpg | N/A | N/A | https://vimeo.com/58153234 | https://vimeo.com/58153232 | https://vimeo.com/73313150 | N/A | http://prodrep.mrsteam.com/DocumentResources/d1f0ef4a-aa86-4f9f-b8e4-ceba8ace31f3.pdf | N/A | http://prodrep.mrsteam.com/DocumentResources/278f8bd4-e4dd-4dc6-bbf8-9b48e09be4aa.pdf | 1419014 | N/A | UNITED STATES | http://prodrep.mrsteam.com/DocumentResources/d6a61c17-60ee-4efc-b1ec-4fa4cb6c55b8.pdf | 72 HOURS | http://prodrep.mrsteam.com/DocumentResources/dcf45949-fdc5-42ac-b825-59f139ef9bff.pdf | http://prodrep.mrsteam.com/DocumentResources/8bf052a3-f84c-4d5c-8879-98139ab53742.pdf | http://prodrep.mrsteam.com/DocumentResources/fb82c221-da8d-4d90-ae1e-66670ba7542f.pdf | YES | Plastic; Metal | N/A | YES | N/A | YES | NO | YES | YES | YES | N/A | N/A | Wall-Mount | NO | 1; EA | NO | NO | NO | NO | PESTICIDE/AEROSOL: NO | CHEMICAL/SOLVENT: NO | Lead: No Mercury: No Silver: No Cadmium: No Chromium: No Barium: No Arsenic: No Selenium: No | PARCEL | 70 | N/A | N/A | N/A | N/A | N/A | N/A | N/A | N/A | HARDWIRED | N/A | N/A | N/A | NO | N/A | N/A | N/A | N/A | N/A | N/A | N/A | N/A | N/A | N/A | N/A | N/A | N/A | N/A | N/A | N/A | N/A | N/A | N/A | N/A | N/A | N/A | N/A | NO | NO | NO | 2017-06-24 | Mr. Steam Price Book 2017 | 2
BUTLERL1RPN | CONTROL PACKAGE | Butler | ACTIVE (ECOM) | Butler Linear Package Round Polished Nickel | 767931908095 | 00767931908095 | POLISHED NICKEL | Butler Package includes: (1) iTempoPlus Control (1) Linear SteamHead (1) AutoFlush® (1) Condensation Pan (1) SteamLinx. For generator models MS90E to MSSUPER3E | 2400 | 1680 | 2019-04-01 | Yes | 18 | 28 | 13 | 11 | 28 x 13 x 11 | 18 | 28 | 13 | 11 | 28 x 13 x 11 | Its never been easier to optimize your steam shower experience. With an elegant design and easy to use interface, you can control more than steam. Connect AromaSteam and ChromaSteam systems to create a personalized wellness center. | Set the perfect steam temperature for multiple users | ChromaSteam3 lighting & AromaSteam infusion | Never wonder what time , day or date it is in your SteamShower or bathroom | Manufactured in strong, durable and long lasting solid brass | Compliment any bathroom design with one of 11 designer or glass finishes | [5 empty] | N/A | N/A | N/A | N/A | NO | N/A | All eSeries Generators | 103990-60; MSTS | N/A | N/A | https://cdn.intelligencebank.com/us/share/B3R/KeX0/21y6/original/steam-logo-white.jpg | http://public2.intelligencebank.com/e2c56f829e1e5d82347c365bf31980f6/0ae47dee74645b9d54d461f8e9e97a9c/BUTLERL1RPN.jpg | N/A | N/A | https://vimeo.com/58153234 | https://vimeo.com/58153232 | https://vimeo.com/73313150 | N/A | http://prodrep.mrsteam.com/DocumentResources/d1f0ef4a-aa86-4f9f-b8e4-ceba8ace31f3.pdf | N/A | http://prodrep.mrsteam.com/DocumentResources/278f8bd4-e4dd-4dc6-bbf8-9b48e09be4aa.pdf | 1419014 | N/A | UNITED STATES | http://prodrep.mrsteam.com/DocumentResources/d6a61c17-60ee-4efc-b1ec-4fa4cb6c55b8.pdf | 72 HOURS | http://prodrep.mrsteam.com/DocumentResources/dcf45949-fdc5-42ac-b825-59f139ef9bff.pdf | http://prodrep.mrsteam.com/DocumentResources/8bf052a3-f84c-4d5c-8879-98139ab53742.pdf | http://prodrep.mrsteam.com/DocumentResources/fb82c221-da8d-4d90-ae1e-66670ba7542f.pdf | YES | Plastic; Metal | N/A | YES | N/A | YES | NO | YES | YES | YES | N/A | N/A | Wall-Mount | NO | 1; EA | NO | NO | NO | NO | PESTICIDE/AEROSOL: NO | CHEMICAL/SOLVENT: NO | Lead: No Mercury: No Silver: No Cadmium: No Chromium: No Barium: No Arsenic: No Selenium: No | PARCEL | 70 | N/A | N/A | N/A | N/A | N/A | N/A | N/A | N/A | HARDWIRED | N/A | N/A | N/A | NO | N/A | N/A | N/A | N/A | N/A | N/A | N/A | N/A | N/A | N/A | N/A | N/A | N/A | N/A | N/A | N/A | N/A | N/A | N/A | N/A | N/A | N/A | N/A | NO | NO | NO | 2017-06-24 | Mr. Steam Price Book 2017 | 2
BUTLERL1RSB | CONTROL PACKAGE | Butler | ACTIVE (ECOM) | Butler Linear Package Round Satin Brass | 767931910708 | 00767931910708 | SATIN BRASS | Butler Package includes: (1) iTempoPlus Control (1) Linear SteamHead (1) AutoFlush® (1) Condensation Pan (1) SteamLinx. For generator models MS90E to MSSUPER3E | 2400 | 1680 | 2019-04-01 | Yes | 18 | 28 | 13 | 11 | 28 x 13 x 11 | 18 | 28 | 13 | 11 | 28 x 13 x 11 | Its never been easier to optimize your steam shower experience. With an elegant design and easy to use interface, you can control more than steam. Connect AromaSteam and ChromaSteam systems to create a personalized wellness center. | Set the perfect steam temperature for multiple users | ChromaSteam3 lighting & AromaSteam infusion | Never wonder what time , day or date it is in your SteamShower or bathroom | Manufactured in strong, durable and long lasting solid brass | Compliment any bathroom design with one of 11 designer or glass finishes | [5 empty] | N/A | N/A | N/A | N/A | NO | N/A | All eSeries Generators | 103990-60; MSTS | N/A | N/A | https://cdn.intelligencebank.com/us/share/B3R/KeX0/21y6/original/steam-logo-white.jpg | http://public2.intelligencebank.com/e2c56f829e1e5d82347c365bf31980f6/1cc62ff4a0b3b815982206c7b6761ffb/BUTLERL1RSB.jpg | N/A | N/A | https://vimeo.com/58153234 | https://vimeo.com/58153232 | https://vimeo.com/73313150 | N/A | http://prodrep.mrsteam.com/DocumentResources/d1f0ef4a-aa86-4f9f-b8e4-ceba8ace31f3.pdf | N/A | http://prodrep.mrsteam.com/DocumentResources/278f8bd4-e4dd-4dc6-bbf8-9b48e09be4aa.pdf | 1419014 | N/A | UNITED STATES | http://prodrep.mrsteam.com/DocumentResources/d6a61c17-60ee-4efc-b1ec-4fa4cb6c55b8.pdf | 72 HOURS | http://prodrep.mrsteam.com/DocumentResources/dcf45949-fdc5-42ac-b825-59f139ef9bff.pdf | http://prodrep.mrsteam.com/DocumentResources/8bf052a3-f84c-4d5c-8879-98139ab53742.pdf | http://prodrep.mrsteam.com/DocumentResources/fb82c221-da8d-4d90-ae1e-66670ba7542f.pdf | YES | Plastic; Metal | N/A | YES | N/A | YES | NO | YES | YES | YES | N/A | N/A | Wall-Mount | NO | 1; EA | NO | NO | NO | NO | PESTICIDE/AEROSOL: NO | CHEMICAL/SOLVENT: NO | Lead: No Mercury: No Silver: No Cadmium: No Chromium: No Barium: No Arsenic: No Selenium: No | PARCEL | 70 | N/A | N/A | N/A | N/A | N/A | N/A | N/A | N/A | HARDWIRED | N/A | N/A | N/A | NO | N/A | N/A | N/A | N/A | N/A | N/A | N/A | N/A | N/A | N/A | N/A | N/A | N/A | N/A | N/A | N/A | N/A | N/A | N/A | N/A | N/A | N/A | N/A | NO | NO | NO | 2017-06-24 | Mr. Steam Price Book 2017 | 2
BUTLERL1RWH | CONTROL PACKAGE | Butler | ACTIVE (ECOM) | Butler Linear Package Round White | 767931910029 | 00767931910029 | WHITE | Butler Package includes: (1) iTempoPlus Control (1) Linear SteamHead (1) AutoFlush® (1) Condensation Pan (1) SteamLinx. For generator models MS90E to MSSUPER3E | 2400 | 1680 | 2019-04-01 | Yes | 18 | 28 | 13 | 11 | 28 x 13 x 11 | 18 | 28 | 13 | 11 | 28 x 13 x 11 | Its never been easier to optimize your steam shower experience. With an elegant design and easy to use interface, you can control more than steam. Connect AromaSteam and ChromaSteam systems to create a personalized wellness center. | Set the perfect steam temperature for multiple users | ChromaSteam3 lighting & AromaSteam infusion | Never wonder what time , day or date it is in your SteamShower or bathroom | Manufactured in strong, durable and long lasting solid brass | Compliment any bathroom design with one of 11 designer or glass finishes | [5 empty] | N/A | N/A | N/A | N/A | NO | N/A | All eSeries Generators | 103990-60; MSTS | N/A | N/A | https://cdn.intelligencebank.com/us/share/B3R/KeX0/21y6/original/steam-logo-white.jpg | http://public2.intelligencebank.com/e2c56f829e1e5d82347c365bf31980f6/35c2819c469357e0cfd57b3bb1cdbbd0/BUTLERL1RWH.jpg | N/A | N/A | https://vimeo.com/58153234 | https://vimeo.com/58153232 | https://vimeo.com/73313150 | N/A | http://prodrep.mrsteam.com/DocumentResources/d1f0ef4a-aa86-4f9f-b8e4-ceba8ace31f3.pdf | N/A | http://prodrep.mrsteam.com/DocumentResources/278f8bd4-e4dd-4dc6-bbf8-9b48e09be4aa.pdf | 1419014 | N/A | UNITED STATES | http://prodrep.mrsteam.com/DocumentResources/d6a61c17-60ee-4efc-b1ec-4fa4cb6c55b8.pdf | 72 HOURS | http://prodrep.mrsteam.com/DocumentResources/dcf45949-fdc5-42ac-b825-59f139ef9bff.pdf | http://prodrep.mrsteam.com/DocumentResources/8bf052a3-f84c-4d5c-8879-98139ab53742.pdf | http://prodrep.mrsteam.com/DocumentResources/fb82c221-da8d-4d90-ae1e-66670ba7542f.pdf | YES | Plastic; Metal | N/A | YES | N/A | YES | NO | YES | YES | YES | N/A | N/A | Wall-Mount | NO | 1; EA | NO | NO | NO | NO | PESTICIDE/AEROSOL: NO | CHEMICAL/SOLVENT: NO | Lead: No Mercury: No Silver: No Cadmium: No Chromium: No Barium: No Arsenic: No Selenium: No | PARCEL | 70 | N/A | N/A | N/A | N/A | N/A | N/A | N/A | N/A | HARDWIRED | N/A | N/A | N/A | NO | N/A | N/A | N/A | N/A | N/A | N/A | N/A | N/A | N/A | N/A | N/A | N/A | N/A | N/A | N/A | N/A | N/A | N/A | N/A | N/A | N/A | N/A | N/A | NO | NO | NO | 2017-06-24 | Mr. Steam Price Book 2017 | 2
BUTLERL1SBB | CONTROL PACKAGE | Butler | ACTIVE (ECOM) | Butler Linear Package Square Brushed Bronze | 767931908187 | 00767931908187 | BRUSHED BRONZE | Butler Package includes: (1) iTempoPlus Control (1) Linear SteamHead (1) AutoFlush® (1) Condensation Pan (1) SteamLinx. For generator models MS90E to MSSUPER3E | 2400 | 1680 | 2019-04-01 | Yes | 18 | 28 | 13 | 11 | 28 x 13 x 11 | 18 | 28 | 13 | 11 | 28 x 13 x 11 | Its never been easier to optimize your steam shower experience. With an elegant design and easy to use interface, you can control more than steam. Connect AromaSteam and ChromaSteam systems to create a personalized wellness center. | Set the perfect steam temperature for multiple users | ChromaSteam3 lighting & AromaSteam infusion | Never wonder what time , day or date it is in your SteamShower or bathroom | Manufactured in strong, durable and long lasting solid brass | Compliment any bathroom design with one of 11 designer or glass finishes | [5 empty] | N/A | N/A | N/A | N/A | NO | N/A | All eSeries Generators | 103990-60; MSTS | N/A | N/A | https://cdn.intelligencebank.com/us/share/B3R/KeX0/21y6/original/steam-logo-white.jpg | http://public2.intelligencebank.com/e2c56f829e1e5d82347c365bf31980f6/ccd27485e4b82f8c54284a71f2bacf6a/BUTLERL1SBB.jpg | N/A | N/A | https://vimeo.com/58153234 | https://vimeo.com/58153232 | https://vimeo.com/73313150 | N/A | http://prodrep.mrsteam.com/DocumentResources/d1f0ef4a-aa86-4f9f-b8e4-ceba8ace31f3.pdf | N/A | http://prodrep.mrsteam.com/DocumentResources/278f8bd4-e4dd-4dc6-bbf8-9b48e09be4aa.pdf | 1419014 | N/A | UNITED STATES | http://prodrep.mrsteam.com/DocumentResources/d6a61c17-60ee-4efc-b1ec-4fa4cb6c55b8.pdf | 72 HOURS | http://prodrep.mrsteam.com/DocumentResources/dcf45949-fdc5-42ac-b825-59f139ef9bff.pdf | http://prodrep.mrsteam.com/DocumentResources/8bf052a3-f84c-4d5c-8879-98139ab53742.pdf | http://prodrep.mrsteam.com/DocumentResources/fb82c221-da8d-4d90-ae1e-66670ba7542f.pdf | YES | Plastic; Metal | N/A | YES | N/A | YES | NO | YES | YES | YES | N/A | N/A | Wall-Mount | NO | 1; EA | NO | NO | NO | NO | PESTICIDE/AEROSOL: NO | CHEMICAL/SOLVENT: NO | Lead: No Mercury: No Silver: No Cadmium: No Chromium: No Barium: No Arsenic: No Selenium: No | PARCEL | 70 | N/A | N/A | N/A | N/A | N/A | N/A | N/A | N/A | HARDWIRED | N/A | N/A | N/A | NO | N/A | N/A | N/A | N/A | N/A | N/A | N/A | N/A | N/A | N/A | N/A | N/A | N/A | N/A | N/A | N/A | N/A | N/A | N/A | N/A | N/A | N/A | N/A | NO | NO | NO | 2017-06-24 | Mr. Steam Price Book 2017 | 2
BUTLERL1SBK | CONTROL PACKAGE | Butler | ACTIVE (ECOM) | Butler Linear Package Square Black | 767931910036 | 00767931910036 | BLACK | Butler Package includes: (1) iTempoPlus Control (1) Linear SteamHead (1) AutoFlush® (1) Condensation Pan (1) SteamLinx. For generator models MS90E to MSSUPER3E | 2400 | 1680 | 2019-04-01 | Yes | 18 | 28 | 13 | 11 | 28 x 13 x 11 | 18 | 28 | 13 | 11 | 28 x 13 x 11 | Its never been easier to optimize your steam shower experience. With an elegant design and easy to use interface, you can control more than steam. Connect AromaSteam and ChromaSteam systems to create a personalized wellness center. | Set the perfect steam temperature for multiple users | ChromaSteam3 lighting & AromaSteam infusion | Never wonder what time , day or date it is in your SteamShower or bathroom | Manufactured in strong, durable and long lasting solid brass | Compliment any bathroom design with one of 11 designer or glass finishes | [5 empty] | N/A | N/A | N/A | N/A | NO | N/A | All eSeries Generators | 103990-60; MSTS | N/A | N/A | https://cdn.intelligencebank.com/us/share/B3R/KeX0/21y6/original/steam-logo-white.jpg | http://public2.intelligencebank.com/e2c56f829e1e5d82347c365bf31980f6/b23431445052f082b36fe3587cb10d8f/BUTLERL1SBK.jpg | N/A | N/A | https://vimeo.com/58153234 | https://vimeo.com/58153232 | https://vimeo.com/73313150 | N/A | http://prodrep.mrsteam.com/DocumentResources/d1f0ef4a-aa86-4f9f-b8e4-ceba8ace31f3.pdf | N/A | http://prodrep.mrsteam.com/DocumentResources/278f8bd4-e4dd-4dc6-bbf8-9b48e09be4aa.pdf | 1419014 | N/A | UNITED STATES | http://prodrep.mrsteam.com/DocumentResources/d6a61c17-60ee-4efc-b1ec-4fa4cb6c55b8.pdf | 72 HOURS | http://prodrep.mrsteam.com/DocumentResources/dcf45949-fdc5-42ac-b825-59f139ef9bff.pdf | http://prodrep.mrsteam.com/DocumentResources/8bf052a3-f84c-4d5c-8879-98139ab53742.pdf | http://prodrep.mrsteam.com/DocumentResources/fb82c221-da8d-4d90-ae1e-66670ba7542f.pdf | YES | Plastic; Metal | N/A | YES | N/A | YES | NO | YES | YES | YES | N/A | N/A | Wall-Mount | NO | 1; EA | NO | NO | NO | NO | PESTICIDE/AEROSOL: NO | CHEMICAL/SOLVENT: NO | Lead: No Mercury: No Silver: No Cadmium: No Chromium: No Barium: No Arsenic: No Selenium: No | PARCEL | 70 | N/A | N/A | N/A | N/A | N/A | N/A | N/A | N/A | HARDWIRED | N/A | N/A | N/A | NO | N/A | N/A | N/A | N/A | N/A | N/A | N/A | N/A | N/A | N/A | N/A | N/A | N/A | N/A | N/A | N/A | N/A | N/A | N/A | N/A | N/A | N/A | N/A | NO | NO | NO | 2017-06-24 | Mr. Steam Price Book 2017 | 2
BUTLERL1SBN | CONTROL PACKAGE | Butler | ACTIVE (ECOM) | Butler Linear Package Square Brushed Nickel | 767931908194 | 00767931908194 | BRUSHED NICKEL | Butler Package includes: (1) iTempoPlus Control (1) Linear SteamHead (1) AutoFlush® (1) Condensation Pan (1) SteamLinx. For generator models MS90E to MSSUPER3E | 2400 | 1680 | 2019-04-01 | Yes | 18 | 28 | 13 | 11 | 28 x 13 x 11 | 18 | 28 | 13 | 11 | 28 x 13 x 11 | Its never been easier to optimize your steam shower experience. With an elegant design and easy to use interface, you can control more than steam. Connect AromaSteam and ChromaSteam systems to create a personalized wellness center. | Set the perfect steam temperature for multiple users | ChromaSteam3 lighting & AromaSteam infusion | Never wonder what time , day or date it is in your SteamShower or bathroom | Manufactured in strong, durable and long lasting solid brass | Compliment any bathroom design with one of 11 designer or glass finishes | [5 empty] | N/A | N/A | N/A | N/A | NO | N/A | All eSeries Generators | 103990-60; MSTS | N/A | N/A | https://cdn.intelligencebank.com/us/share/B3R/KeX0/21y6/original/steam-logo-white.jpg | http://public2.intelligencebank.com/e2c56f829e1e5d82347c365bf31980f6/bf534275b20fb5de997f2975dda791e5/BUTLERL1SBN.jpg | N/A | N/A | https://vimeo.com/58153234 | https://vimeo.com/58153232 | https://vimeo.com/73313150 | N/A | http://prodrep.mrsteam.com/DocumentResources/d1f0ef4a-aa86-4f9f-b8e4-ceba8ace31f3.pdf | N/A | http://prodrep.mrsteam.com/DocumentResources/278f8bd4-e4dd-4dc6-bbf8-9b48e09be4aa.pdf | 1419014 | N/A | UNITED STATES | http://prodrep.mrsteam.com/DocumentResources/d6a61c17-60ee-4efc-b1ec-4fa4cb6c55b8.pdf | 72 HOURS | http://prodrep.mrsteam.com/DocumentResources/dcf45949-fdc5-42ac-b825-59f139ef9bff.pdf | http://prodrep.mrsteam.com/DocumentResources/8bf052a3-f84c-4d5c-8879-98139ab53742.pdf | http://prodrep.mrsteam.com/DocumentResources/fb82c221-da8d-4d90-ae1e-66670ba7542f.pdf | YES | Plastic; Metal | N/A | YES | N/A | YES | NO | YES | YES | YES | N/A | N/A | Wall-Mount | NO | 1; EA | NO | NO | NO | NO | PESTICIDE/AEROSOL: NO | CHEMICAL/SOLVENT: NO | Lead: No Mercury: No Silver: No Cadmium: No Chromium: No Barium: No Arsenic: No Selenium: No | PARCEL | 70 | N/A | N/A | N/A | N/A | N/A | N/A | N/A | N/A | HARDWIRED | N/A | N/A | N/A | NO | N/A | N/A | N/A | N/A | N/A | N/A | N/A | N/A | N/A | N/A | N/A | N/A | N/A | N/A | N/A | N/A | N/A | N/A | N/A | N/A | N/A | N/A | N/A | NO | NO | NO | 2017-06-24 | Mr. Steam Price Book 2017 | 2
BUTLERL1SMB | CONTROL PACKAGE | Butler | ACTIVE (ECOM) | Butler Linear Package Square Matte Black | 767931914393 | 00767931914393 | MATTE BLACK | Butler Package includes: (1) iTempoPlus Control (1) Linear SteamHead (1) AutoFlush® (1) Condensation Pan (1) SteamLinx. For generator models MS90E to MSSUPER3E | 2400 | 1680 | 2019-04-01 | Yes | 18 | 28 | 13 | 11 | 28 x 13 x 11 | 18 | 28 | 13 | 11 | 28 x 13 x 11 | Its never been easier to optimize your steam shower experience. With an elegant design and easy to use interface, you can control more than steam. Connect AromaSteam and ChromaSteam systems to create a personalized wellness center. | Set the perfect steam temperature for multiple users | ChromaSteam3 lighting & AromaSteam infusion | Never wonder what time , day or date it is in your SteamShower or bathroom | Manufactured in strong, durable and long lasting solid brass | Compliment any bathroom design with one of 11 designer or glass finishes | [5 empty] | N/A | N/A | N/A | N/A | NO | N/A | All eSeries Generators | 103990-60; MSTS | N/A | N/A | https://cdn.intelligencebank.com/us/share/B3R/KeX0/21y6/original/steam-logo-white.jpg | https://cdn.intelligencebank.com/us/share/B3R/Ewl9/qpPe/original/BUTLERL1SQMB.jpg |  |  | https://vimeo.com/58153234 | https://vimeo.com/58153232 | https://vimeo.com/73313150 | N/A | http://prodrep.mrsteam.com/DocumentResources/d1f0ef4a-aa86-4f9f-b8e4-ceba8ace31f3.pdf | N/A | http://prodrep.mrsteam.com/DocumentResources/278f8bd4-e4dd-4dc6-bbf8-9b48e09be4aa.pdf | 1419014 | N/A | UNITED STATES | http://prodrep.mrsteam.com/DocumentResources/d6a61c17-60ee-4efc-b1ec-4fa4cb6c55b8.pdf | 72 HOURS | http://prodrep.mrsteam.com/DocumentResources/dcf45949-fdc5-42ac-b825-59f139ef9bff.pdf | http://prodrep.mrsteam.com/DocumentResources/8bf052a3-f84c-4d5c-8879-98139ab53742.pdf | http://prodrep.mrsteam.com/DocumentResources/fb82c221-da8d-4d90-ae1e-66670ba7542f.pdf | YES | Plastic; Metal | N/A | YES | N/A | YES | NO | YES | YES | YES | N/A | N/A | Wall-Mount | NO | 1; EA | NO | NO | NO | NO | PESTICIDE/AEROSOL: NO | CHEMICAL/SOLVENT: NO | Lead: No Mercury: No Silver: No Cadmium: No Chromium: No Barium: No Arsenic: No Selenium: No | PARCEL | 70 | N/A | N/A | N/A | N/A | N/A | N/A | N/A | N/A | HARDWIRED | N/A | N/A | N/A | NO | N/A | N/A | N/A | N/A | N/A | N/A | N/A | N/A | N/A | N/A | N/A | N/A | N/A | N/A | N/A | N/A | N/A | N/A | N/A | N/A | N/A | N/A | N/A | NO | NO | NO | 2017-06-24 | Mr. Steam Price Book 2017 | 2
BUTLERL1SORB | CONTROL PACKAGE | Butler | ACTIVE (ECOM) | Butler Linear Package Square Oil Rubbed Bronze | 767931908200 | 00767931908200 | OIL RUBBED BRONZE | Butler Package includes: (1) iTempoPlus Control (1) Linear SteamHead (1) AutoFlush® (1) Condensation Pan (1) SteamLinx. For generator models MS90E to MSSUPER3E | 2400 | 1680 | 2019-04-01 | Yes | 18 | 28 | 13 | 11 | 28 x 13 x 11 | 18 | 28 | 13 | 11 | 28 x 13 x 11 | Its never been easier to optimize your steam shower experience. With an elegant design and easy to use interface, you can control more than steam. Connect AromaSteam and ChromaSteam systems to create a personalized wellness center. | Set the perfect steam temperature for multiple users | ChromaSteam3 lighting & AromaSteam infusion | Never wonder what time , day or date it is in your SteamShower or bathroom | Manufactured in strong, durable and long lasting solid brass | Compliment any bathroom design with one of 11 designer or glass finishes | [5 empty] | N/A | N/A | N/A | N/A | NO | N/A | All eSeries Generators | 103990-60; MSTS | N/A | N/A | https://cdn.intelligencebank.com/us/share/B3R/KeX0/21y6/original/steam-logo-white.jpg | http://public2.intelligencebank.com/e2c56f829e1e5d82347c365bf31980f6/1df986d75d564a67dfed9faeda462262/BUTLERL1SORB.jpg | N/A | N/A | https://vimeo.com/58153234 | https://vimeo.com/58153232 | https://vimeo.com/73313150 | N/A | http://prodrep.mrsteam.com/DocumentResources/d1f0ef4a-aa86-4f9f-b8e4-ceba8ace31f3.pdf | N/A | http://prodrep.mrsteam.com/DocumentResources/278f8bd4-e4dd-4dc6-bbf8-9b48e09be4aa.pdf | 1419014 | N/A | UNITED STATES | http://prodrep.mrsteam.com/DocumentResources/d6a61c17-60ee-4efc-b1ec-4fa4cb6c55b8.pdf | 72 HOURS | http://prodrep.mrsteam.com/DocumentResources/dcf45949-fdc5-42ac-b825-59f139ef9bff.pdf | http://prodrep.mrsteam.com/DocumentResources/8bf052a3-f84c-4d5c-8879-98139ab53742.pdf | http://prodrep.mrsteam.com/DocumentResources/fb82c221-da8d-4d90-ae1e-66670ba7542f.pdf | YES | Plastic; Metal | N/A | YES | N/A | YES | NO | YES | YES | YES | N/A | N/A | Wall-Mount | NO | 1; EA | NO | NO | NO | NO | PESTICIDE/AEROSOL: NO | CHEMICAL/SOLVENT: NO | Lead: No Mercury: No Silver: No Cadmium: No Chromium: No Barium: No Arsenic: No Selenium: No | PARCEL | 70 | N/A | N/A | N/A | N/A | N/A | N/A | N/A | N/A | HARDWIRED | N/A | N/A | N/A | NO | N/A | N/A | N/A | N/A | N/A | N/A | N/A | N/A | N/A | N/A | N/A | N/A | N/A | N/A | N/A | N/A | N/A | N/A | N/A | N/A | N/A | N/A | N/A | NO | NO | NO | 2017-06-24 | Mr. Steam Price Book 2017 | 2
BUTLERL1SPB | CONTROL PACKAGE | Butler | ACTIVE (ECOM) | Butler Linear Package Square Polished Brass | 767931908217 | 00767931908217 | POLISHED BRASS | Butler Package includes: (1) iTempoPlus Control (1) Linear SteamHead (1) AutoFlush® (1) Condensation Pan (1) SteamLinx. For generator models MS90E to MSSUPER3E | 2400 | 1680 | 2019-04-01 | Yes | 18 | 28 | 13 | 11 | 28 x 13 x 11 | 18 | 28 | 13 | 11 | 28 x 13 x 11 | Its never been easier to optimize your steam shower experience. With an elegant design and easy to use interface, you can control more than steam. Connect AromaSteam and ChromaSteam systems to create a personalized wellness center. | Set the perfect steam temperature for multiple users | ChromaSteam3 lighting & AromaSteam infusion | Never wonder what time , day or date it is in your SteamShower or bathroom | Manufactured in strong, durable and long lasting solid brass | Compliment any bathroom design with one of 11 designer or glass finishes | [5 empty] | N/A | N/A | N/A | N/A | NO | N/A | All eSeries Generators | 103990-60; MSTS | N/A | N/A | https://cdn.intelligencebank.com/us/share/B3R/KeX0/21y6/original/steam-logo-white.jpg | http://public2.intelligencebank.com/e2c56f829e1e5d82347c365bf31980f6/1a9b24a6f8c5fd41758d8240d6851557/BUTLERL1SPB.jpg | N/A | N/A | https://vimeo.com/58153234 | https://vimeo.com/58153232 | https://vimeo.com/73313150 | N/A | http://prodrep.mrsteam.com/DocumentResources/d1f0ef4a-aa86-4f9f-b8e4-ceba8ace31f3.pdf | N/A | http://prodrep.mrsteam.com/DocumentResources/278f8bd4-e4dd-4dc6-bbf8-9b48e09be4aa.pdf | 1419014 | N/A | UNITED STATES | http://prodrep.mrsteam.com/DocumentResources/d6a61c17-60ee-4efc-b1ec-4fa4cb6c55b8.pdf | 72 HOURS | http://prodrep.mrsteam.com/DocumentResources/dcf45949-fdc5-42ac-b825-59f139ef9bff.pdf | http://prodrep.mrsteam.com/DocumentResources/8bf052a3-f84c-4d5c-8879-98139ab53742.pdf | http://prodrep.mrsteam.com/DocumentResources/fb82c221-da8d-4d90-ae1e-66670ba7542f.pdf | YES | Plastic; Metal | N/A | YES | N/A | YES | NO | YES | YES | YES | N/A | N/A | Wall-Mount | NO | 1; EA | NO | NO | NO | NO | PESTICIDE/AEROSOL: NO | CHEMICAL/SOLVENT: NO | Lead: No Mercury: No Silver: No Cadmium: No Chromium: No Barium: No Arsenic: No Selenium: No | PARCEL | 70 | N/A | N/A | N/A | N/A | N/A | N/A | N/A | N/A | HARDWIRED | N/A | N/A | N/A | NO | N/A | N/A | N/A | N/A | N/A | N/A | N/A | N/A | N/A | N/A | N/A | N/A | N/A | N/A | N/A | N/A | N/A | N/A | N/A | N/A | N/A | N/A | N/A | NO | NO | NO | 2017-06-24 | Mr. Steam Price Book 2017 | 2
BUTLERL1SPC | CONTROL PACKAGE | Butler | ACTIVE (ECOM) | Butler Linear Package Square Polished Chrome | 767931908224 | 00767931908224 | POLISHED CHROME | Butler Package includes: (1) iTempoPlus Control (1) Linear SteamHead (1) AutoFlush® (1) Condensation Pan (1) SteamLinx. For generator models MS90E to MSSUPER3E | 2300 | 1610 | 2019-04-01 | Yes | 18 | 28 | 13 | 11 | 28 x 13 x 11 | 18 | 28 | 13 | 11 | 28 x 13 x 11 | Its never been easier to optimize your steam shower experience. With an elegant design and easy to use interface, you can control more than steam. Connect AromaSteam and ChromaSteam systems to create a personalized wellness center. | Set the perfect steam temperature for multiple users | ChromaSteam3 lighting & AromaSteam infusion | Never wonder what time , day or date it is in your SteamShower or bathroom | Manufactured in strong, durable and long lasting solid brass | Compliment any bathroom design with one of 11 designer or glass finishes | [5 empty] | N/A | N/A | N/A | N/A | NO | N/A | All eSeries Generators | 103990-60; MSTS | N/A | N/A | https://cdn.intelligencebank.com/us/share/B3R/KeX0/21y6/original/steam-logo-white.jpg | http://public2.intelligencebank.com/e2c56f829e1e5d82347c365bf31980f6/c37d9301c3b6ac468455a2f12dcc72f2/BUTLERL1SPC.jpg | N/A | N/A | https://vimeo.com/58153234 | https://vimeo.com/58153232 | https://vimeo.com/73313150 | N/A | http://prodrep.mrsteam.com/DocumentResources/d1f0ef4a-aa86-4f9f-b8e4-ceba8ace31f3.pdf | N/A | http://prodrep.mrsteam.com/DocumentResources/278f8bd4-e4dd-4dc6-bbf8-9b48e09be4aa.pdf | 1419014 | N/A | UNITED STATES | http://prodrep.mrsteam.com/DocumentResources/d6a61c17-60ee-4efc-b1ec-4fa4cb6c55b8.pdf | 72 HOURS | http://prodrep.mrsteam.com/DocumentResources/dcf45949-fdc5-42ac-b825-59f139ef9bff.pdf | http://prodrep.mrsteam.com/DocumentResources/8bf052a3-f84c-4d5c-8879-98139ab53742.pdf | http://prodrep.mrsteam.com/DocumentResources/fb82c221-da8d-4d90-ae1e-66670ba7542f.pdf | YES | Plastic; Metal | N/A | YES | N/A | YES | NO | YES | YES | YES | N/A | N/A | Wall-Mount | NO | 1; EA | NO | NO | NO | NO | PESTICIDE/AEROSOL: NO | CHEMICAL/SOLVENT: NO | Lead: No Mercury: No Silver: No Cadmium: No Chromium: No Barium: No Arsenic: No Selenium: No | PARCEL | 70 | N/A | N/A | N/A | N/A | N/A | N/A | N/A | N/A | HARDWIRED | N/A | N/A | N/A | NO | N/A | N/A | N/A | N/A | N/A | N/A | N/A | N/A | N/A | N/A | N/A | N/A | N/A | N/A | N/A | N/A | N/A | N/A | N/A | N/A | N/A | N/A | N/A | NO | NO | NO | 2017-06-24 | Mr. Steam Price Book 2017 | 2
BUTLERL1SPN | CONTROL PACKAGE | Butler | ACTIVE (ECOM) | Butler Linear Package Square Polished Nickel | 767931908231 | 00767931908231 | POLISHED NICKEL | Butler Package includes: (1) iTempoPlus Control (1) Linear SteamHead (1) AutoFlush® (1) Condensation Pan (1) SteamLinx. For generator models MS90E to MSSUPER3E | 2400 | 1680 | 2019-04-01 | Yes | 18 | 28 | 13 | 11 | 28 x 13 x 11 | 18 | 28 | 13 | 11 | 28 x 13 x 11 | Its never been easier to optimize your steam shower experience. With an elegant design and easy to use interface, you can control more than steam. Connect AromaSteam and ChromaSteam systems to create a personalized wellness center. | Set the perfect steam temperature for multiple users | ChromaSteam3 lighting & AromaSteam infusion | Never wonder what time , day or date it is in your SteamShower or bathroom | Manufactured in strong, durable and long lasting solid brass | Compliment any bathroom design with one of 11 designer or glass finishes | [5 empty] | N/A | N/A | N/A | N/A | NO | N/A | All eSeries Generators | 103990-60; MSTS | N/A | N/A | https://cdn.intelligencebank.com/us/share/B3R/KeX0/21y6/original/steam-logo-white.jpg | http://public2.intelligencebank.com/e2c56f829e1e5d82347c365bf31980f6/9735178bb571c3a3bde345c1974a33b9/BUTLERL1SPN.jpg | N/A | N/A | https://vimeo.com/58153234 | https://vimeo.com/58153232 | https://vimeo.com/73313150 | N/A | http://prodrep.mrsteam.com/DocumentResources/d1f0ef4a-aa86-4f9f-b8e4-ceba8ace31f3.pdf | N/A | http://prodrep.mrsteam.com/DocumentResources/278f8bd4-e4dd-4dc6-bbf8-9b48e09be4aa.pdf | 1419014 | N/A | UNITED STATES | http://prodrep.mrsteam.com/DocumentResources/d6a61c17-60ee-4efc-b1ec-4fa4cb6c55b8.pdf | 72 HOURS | http://prodrep.mrsteam.com/DocumentResources/dcf45949-fdc5-42ac-b825-59f139ef9bff.pdf | http://prodrep.mrsteam.com/DocumentResources/8bf052a3-f84c-4d5c-8879-98139ab53742.pdf | http://prodrep.mrsteam.com/DocumentResources/fb82c221-da8d-4d90-ae1e-66670ba7542f.pdf | YES | Plastic; Metal | N/A | YES | N/A | YES | NO | YES | YES | YES | N/A | N/A | Wall-Mount | NO | 1; EA | NO | NO | NO | NO | PESTICIDE/AEROSOL: NO | CHEMICAL/SOLVENT: NO | Lead: No Mercury: No Silver: No Cadmium: No Chromium: No Barium: No Arsenic: No Selenium: No | PARCEL | 70 | N/A | N/A | N/A | N/A | N/A | N/A | N/A | N/A | HARDWIRED | N/A | N/A | N/A | NO | N/A | N/A | N/A | N/A | N/A | N/A | N/A | N/A | N/A | N/A | N/A | N/A | N/A | N/A | N/A | N/A | N/A | N/A | N/A | N/A | N/A | N/A | N/A | NO | NO | NO | 2017-06-24 | Mr. Steam Price Book 2017 | 2
BUTLERL1SSB | CONTROL PACKAGE | Butler | ACTIVE (ECOM) | Butler Linear Package Square Satin Brass | 767931910715 | 00767931910715 | SATIN BRASS | Butler Package includes: (1) iTempoPlus Control (1) Linear SteamHead (1) AutoFlush® (1) Condensation Pan (1) SteamLinx. For generator models MS90E to MSSUPER3E | 2400 | 1680 | 2019-04-01 | Yes | 18 | 28 | 13 | 11 | 28 x 13 x 11 | 18 | 28 | 13 | 11 | 28 x 13 x 11 | Its never been easier to optimize your steam shower experience. With an elegant design and easy to use interface, you can control more than steam. Connect AromaSteam and ChromaSteam systems to create a personalized wellness center. | Set the perfect steam temperature for multiple users | ChromaSteam3 lighting & AromaSteam infusion | Never wonder what time , day or date it is in your SteamShower or bathroom | Manufactured in strong, durable and long lasting solid brass | Compliment any bathroom design with one of 11 designer or glass finishes | [5 empty] | N/A | N/A | N/A | N/A | NO | N/A | All eSeries Generators | 103990-60; MSTS | N/A | N/A | https://cdn.intelligencebank.com/us/share/B3R/KeX0/21y6/original/steam-logo-white.jpg | http://public2.intelligencebank.com/e2c56f829e1e5d82347c365bf31980f6/6219ada9f8b22d86260aa10d6b0f1163/BUTLERL1SSB.jpg | N/A | N/A | https://vimeo.com/58153234 | https://vimeo.com/58153232 | https://vimeo.com/73313150 | N/A | http://prodrep.mrsteam.com/DocumentResources/d1f0ef4a-aa86-4f9f-b8e4-ceba8ace31f3.pdf | N/A | http://prodrep.mrsteam.com/DocumentResources/278f8bd4-e4dd-4dc6-bbf8-9b48e09be4aa.pdf | 1419014 | N/A | UNITED STATES | http://prodrep.mrsteam.com/DocumentResources/d6a61c17-60ee-4efc-b1ec-4fa4cb6c55b8.pdf | 72 HOURS | http://prodrep.mrsteam.com/DocumentResources/dcf45949-fdc5-42ac-b825-59f139ef9bff.pdf | http://prodrep.mrsteam.com/DocumentResources/8bf052a3-f84c-4d5c-8879-98139ab53742.pdf | http://prodrep.mrsteam.com/DocumentResources/fb82c221-da8d-4d90-ae1e-66670ba7542f.pdf | YES | Plastic; Metal | N/A | YES | N/A | YES | NO | YES | YES | YES | N/A | N/A | Wall-Mount | NO | 1; EA | NO | NO | NO | NO | PESTICIDE/AEROSOL: NO | CHEMICAL/SOLVENT: NO | Lead: No Mercury: No Silver: No Cadmium: No Chromium: No Barium: No Arsenic: No Selenium: No | PARCEL | 70 | N/A | N/A | N/A | N/A | N/A | N/A | N/A | N/A | HARDWIRED | N/A | N/A | N/A | NO | N/A | N/A | N/A | N/A | N/A | N/A | N/A | N/A | N/A | N/A | N/A | N/A | N/A | N/A | N/A | N/A | N/A | N/A | N/A | N/A | N/A | N/A | N/A | NO | NO | NO | 2017-06-24 | Mr. Steam Price Book 2017 | 2
BUTLERL1SWH | CONTROL PACKAGE | Butler | ACTIVE (ECOM) | Butler Linear Package Square White | 767931910043 | 00767931910043 | WHITE | Butler Package includes: (1) iTempoPlus Control (1) Linear SteamHead (1) AutoFlush® (1) Condensation Pan (1) SteamLinx. For generator models MS90E to MSSUPER3E | 2400 | 1680 | 2019-04-01 | Yes | 18 | 28 | 13 | 11 | 28 x 13 x 11 | 18 | 28 | 13 | 11 | 28 x 13 x 11 | Its never been easier to optimize your steam shower experience. With an elegant design and easy to use interface, you can control more than steam. Connect AromaSteam and ChromaSteam systems to create a personalized wellness center. | Set the perfect steam temperature for multiple users | ChromaSteam3 lighting & AromaSteam infusion | Never wonder what time , day or date it is in your SteamShower or bathroom | Manufactured in strong, durable and long lasting solid brass | Compliment any bathroom design with one of 11 designer or glass finishes | [5 empty] | N/A | N/A | N/A | N/A | NO | N/A | All eSeries Generators | 103990-60; MSTS | N/A | N/A | https://cdn.intelligencebank.com/us/share/B3R/KeX0/21y6/original/steam-logo-white.jpg | http://public2.intelligencebank.com/e2c56f829e1e5d82347c365bf31980f6/735fad51b5eb6d51d141c694dbdeda7e/BUTLERL1SWH.jpg | N/A | N/A | https://vimeo.com/58153234 | https://vimeo.com/58153232 | https://vimeo.com/73313150 | N/A | http://prodrep.mrsteam.com/DocumentResources/d1f0ef4a-aa86-4f9f-b8e4-ceba8ace31f3.pdf | N/A | http://prodrep.mrsteam.com/DocumentResources/278f8bd4-e4dd-4dc6-bbf8-9b48e09be4aa.pdf | 1419014 | N/A | UNITED STATES | http://prodrep.mrsteam.com/DocumentResources/d6a61c17-60ee-4efc-b1ec-4fa4cb6c55b8.pdf | 72 HOURS | http://prodrep.mrsteam.com/DocumentResources/dcf45949-fdc5-42ac-b825-59f139ef9bff.pdf | http://prodrep.mrsteam.com/DocumentResources/8bf052a3-f84c-4d5c-8879-98139ab53742.pdf | http://prodrep.mrsteam.com/DocumentResources/fb82c221-da8d-4d90-ae1e-66670ba7542f.pdf | YES | Plastic; Metal | N/A | YES | N/A | YES | NO | YES | YES | YES | N/A | N/A | Wall-Mount | NO | 1; EA | NO | NO | NO | NO | PESTICIDE/AEROSOL: NO | CHEMICAL/SOLVENT: NO | Lead: No Mercury: No Silver: No Cadmium: No Chromium: No Barium: No Arsenic: No Selenium: No | PARCEL | 70 | N/A | N/A | N/A | N/A | N/A | N/A | N/A | N/A | HARDWIRED | N/A | N/A | N/A | NO | N/A | N/A | N/A | N/A | N/A | N/A | N/A | N/A | N/A | N/A | N/A | N/A | N/A | N/A | N/A | N/A | N/A | N/A | N/A | N/A | N/A | N/A | N/A | NO | NO | NO | 2017-06-24 | Mr. Steam Price Book 2017 | 2
BUTLERL2RBB | CONTROL PACKAGE | Butler | DISCONTINUED | Butler 2 Linear Package Round Brushed Bronze | 767931908323 | 00767931908323 | BRUSHED BRONZE | Butler 2 Package includes: (1) iTempoPlus Control (2) Linear SteamHead (2) AutoFlush® (2) Condensation Pan (1) SteamLinx. For generator models MSSUPER4E to MSSUPER6E | 3000 | 2100 | 2019-04-01 | Yes | 27 | 28 | 13 | 14 | 28 x 13 x 14 | 27 | 28 | 13 | 14 | 28 x 13 x 14 | Its never been easier to optimize your steam shower experience. With an elegant design and easy to use interface, you can control more than steam. Connect AromaSteam and ChromaSteam systems to create a personalized wellness center. | Set the perfect steam temperature for multiple users | ChromaSteam3 lighting & AromaSteam infusion | Never wonder what time , day or date it is in your SteamShower or bathroom | Manufactured in strong, durable and long lasting solid brass | Compliment any bathroom design with one of 11 designer or glass finishes | [5 empty] | N/A | N/A | N/A | N/A | NO | N/A | All eSeries Generators | 103990-60; MSTS | N/A | N/A | https://cdn.intelligencebank.com/us/share/B3R/KeX0/21y6/original/steam-logo-white.jpg | http://public2.intelligencebank.com/e2c56f829e1e5d82347c365bf31980f6/df27f7040e4183e4377c2c362418f150/BUTLERL2RBB.jpg | N/A | N/A | https://vimeo.com/58153234 | https://vimeo.com/58153232 | https://vimeo.com/73313150 | N/A | http://prodrep.mrsteam.com/DocumentResources/d1f0ef4a-aa86-4f9f-b8e4-ceba8ace31f3.pdf | N/A | http://prodrep.mrsteam.com/DocumentResources/278f8bd4-e4dd-4dc6-bbf8-9b48e09be4aa.pdf | 1419014 | N/A | UNITED STATES | http://prodrep.mrsteam.com/DocumentResources/d6a61c17-60ee-4efc-b1ec-4fa4cb6c55b8.pdf | 72 HOURS |  |  | http://prodrep.mrsteam.com/DocumentResources/fb82c221-da8d-4d90-ae1e-66670ba7542f.pdf | YES | Plastic; Metal | N/A | YES | N/A | YES | NO | YES | YES | YES | N/A | N/A | Wall-Mount | NO | 1; EA | NO | NO | NO | NO | PESTICIDE/AEROSOL: NO | CHEMICAL/SOLVENT: NO | Lead: No Mercury: No Silver: No Cadmium: No Chromium: No Barium: No Arsenic: No Selenium: No | PARCEL | 70 | N/A | N/A | N/A | N/A | N/A | N/A | N/A | N/A | HARDWIRED | N/A | N/A | N/A | NO | N/A | N/A | N/A | N/A | N/A | N/A | N/A | N/A | N/A | N/A | N/A | N/A | N/A | N/A | N/A | N/A | N/A | N/A | N/A | N/A | N/A | N/A | N/A | NO | NO | NO | 2017-06-24 | Mr. Steam Price Book 2017 | 2
BUTLERL2RBK | CONTROL PACKAGE | Butler | DISCONTINUED | Butler 2 Linear Package Round Black | 767931910050 | 00767931910050 | BLACK | Butler 2 Package includes: (1) iTempoPlus Control (2) Linear SteamHead (2) AutoFlush® (2) Condensation Pan (1) SteamLinx. For generator models MS90E to MSSUPER3E | 3000 | 2100 | 2019-04-01 | Yes | 23 | 28 | 13 | 14 | 28 x 13 x 14 | 23 | 28 | 13 | 14 | 28 x 13 x 14 | Its never been easier to optimize your steam shower experience. With an elegant design and easy to use interface, you can control more than steam. Connect AromaSteam and ChromaSteam systems to create a personalized wellness center. | Set the perfect steam temperature for multiple users | ChromaSteam3 lighting & AromaSteam infusion | Never wonder what time , day or date it is in your SteamShower or bathroom | Manufactured in strong, durable and long lasting solid brass | Compliment any bathroom design with one of 11 designer or glass finishes | [5 empty] | N/A | N/A | N/A | N/A | NO | N/A | All eSeries Generators | 103990-60; MSTS | N/A | N/A | https://cdn.intelligencebank.com/us/share/B3R/KeX0/21y6/original/steam-logo-white.jpg | http://public2.intelligencebank.com/e2c56f829e1e5d82347c365bf31980f6/fe09056d978ead97bace6c5c1657535e/BUTLERL2RBK.jpg | N/A | N/A | https://vimeo.com/58153234 | https://vimeo.com/58153232 | https://vimeo.com/73313150 | N/A | http://prodrep.mrsteam.com/DocumentResources/d1f0ef4a-aa86-4f9f-b8e4-ceba8ace31f3.pdf | N/A | http://prodrep.mrsteam.com/DocumentResources/278f8bd4-e4dd-4dc6-bbf8-9b48e09be4aa.pdf | 1419014 | N/A | UNITED STATES | http://prodrep.mrsteam.com/DocumentResources/d6a61c17-60ee-4efc-b1ec-4fa4cb6c55b8.pdf | 72 HOURS |  |  | http://prodrep.mrsteam.com/DocumentResources/fb82c221-da8d-4d90-ae1e-66670ba7542f.pdf | YES | Plastic; Metal | N/A | YES | N/A | YES | NO | YES | YES | YES | N/A | N/A | Wall-Mount | NO | 1; EA | NO | NO | NO | NO | PESTICIDE/AEROSOL: NO | CHEMICAL/SOLVENT: NO | Lead: No Mercury: No Silver: No Cadmium: No Chromium: No Barium: No Arsenic: No Selenium: No | PARCEL | 70 | N/A | N/A | N/A | N/A | N/A | N/A | N/A | N/A | HARDWIRED | N/A | N/A | N/A | NO | N/A | N/A | N/A | N/A | N/A | N/A | N/A | N/A | N/A | N/A | N/A | N/A | N/A | N/A | N/A | N/A | N/A | N/A | N/A | N/A | N/A | N/A | N/A | NO | NO | NO | 2017-06-24 | Mr. Steam Price Book 2017 | 2
BUTLERL2RBN | CONTROL PACKAGE | Butler | DISCONTINUED | Butler 2 Linear Package Round Brushed Nickel | 767931908330 | 00767931908330 | BRUSHED NICKEL | Butler 2 Package includes: (1) iTempoPlus Control (2) Linear SteamHead (2) AutoFlush® (2) Condensation Pan (1) SteamLinx. For generator models MSSUPER4E to MSSUPER6E | 3000 | 2100 | 2019-04-01 | Yes | 27 | 28 | 13 | 14 | 28 x 13 x 14 | 27 | 28 | 13 | 14 | 28 x 13 x 14 | Its never been easier to optimize your steam shower experience. With an elegant design and easy to use interface, you can control more than steam. Connect AromaSteam and ChromaSteam systems to create a personalized wellness center. | Set the perfect steam temperature for multiple users | ChromaSteam3 lighting & AromaSteam infusion | Never wonder what time , day or date it is in your SteamShower or bathroom | Manufactured in strong, durable and long lasting solid brass | Compliment any bathroom design with one of 11 designer or glass finishes | [5 empty] | N/A | N/A | N/A | N/A | NO | N/A | All eSeries Generators | 103990-60; MSTS | N/A | N/A | https://cdn.intelligencebank.com/us/share/B3R/KeX0/21y6/original/steam-logo-white.jpg | http://public2.intelligencebank.com/e2c56f829e1e5d82347c365bf31980f6/ad0414b7646f9badd149b7ed9f8b1781/BUTLERL2RBN.jpg | N/A | N/A | https://vimeo.com/58153234 | https://vimeo.com/58153232 | https://vimeo.com/73313150 | N/A | http://prodrep.mrsteam.com/DocumentResources/d1f0ef4a-aa86-4f9f-b8e4-ceba8ace31f3.pdf | N/A | http://prodrep.mrsteam.com/DocumentResources/278f8bd4-e4dd-4dc6-bbf8-9b48e09be4aa.pdf | 1419014 | N/A | UNITED STATES | http://prodrep.mrsteam.com/DocumentResources/d6a61c17-60ee-4efc-b1ec-4fa4cb6c55b8.pdf | 72 HOURS |  |  | http://prodrep.mrsteam.com/DocumentResources/fb82c221-da8d-4d90-ae1e-66670ba7542f.pdf | YES | Plastic; Metal | N/A | YES | N/A | YES | NO | YES | YES | YES | N/A | N/A | Wall-Mount | NO | 1; EA | NO | NO | NO | NO | PESTICIDE/AEROSOL: NO | CHEMICAL/SOLVENT: NO | Lead: No Mercury: No Silver: No Cadmium: No Chromium: No Barium: No Arsenic: No Selenium: No | PARCEL | 70 | N/A | N/A | N/A | N/A | N/A | N/A | N/A | N/A | HARDWIRED | N/A | N/A | N/A | NO | N/A | N/A | N/A | N/A | N/A | N/A | N/A | N/A | N/A | N/A | N/A | N/A | N/A | N/A | N/A | N/A | N/A | N/A | N/A | N/A | N/A | N/A | N/A | NO | NO | NO | 2017-06-24 | Mr. Steam Price Book 2017 | 2
BUTLERL2RMB | CONTROL PACKAGE | Butler | DISCONTINUED | Butler 2 Linear Package Round Matte Black | 767931914409 | 00767931914409 | MATTE BLACK | Butler 2 Package includes: (1) iTempoPlus Control (2) Linear SteamHead (2) AutoFlush® (2) Condensation Pan (1) SteamLinx. For generator models MS90E to MSSUPER3E | 3000 | 2100 | 2019-04-01 | Yes | 23 | 28 | 13 | 14 | 28 x 13 x 14 | 23 | 28 | 13 | 14 | 28 x 13 x 14 | Its never been easier to optimize your steam shower experience. With an elegant design and easy to use interface, you can control more than steam. Connect AromaSteam and ChromaSteam systems to create a personalized wellness center. | Set the perfect steam temperature for multiple users | ChromaSteam3 lighting & AromaSteam infusion | Never wonder what time , day or date it is in your SteamShower or bathroom | Manufactured in strong, durable and long lasting solid brass | Compliment any bathroom design with one of 11 designer or glass finishes | [5 empty] | N/A | N/A | N/A | N/A | NO | N/A | All eSeries Generators | 103990-60; MSTS | N/A | N/A | https://cdn.intelligencebank.com/us/share/B3R/KeX0/21y6/original/steam-logo-white.jpg |  |  |  | https://vimeo.com/58153234 | https://vimeo.com/58153232 | https://vimeo.com/73313150 | N/A | http://prodrep.mrsteam.com/DocumentResources/d1f0ef4a-aa86-4f9f-b8e4-ceba8ace31f3.pdf | N/A | http://prodrep.mrsteam.com/DocumentResources/278f8bd4-e4dd-4dc6-bbf8-9b48e09be4aa.pdf | 1419014 | N/A | UNITED STATES | http://prodrep.mrsteam.com/DocumentResources/d6a61c17-60ee-4efc-b1ec-4fa4cb6c55b8.pdf | 72 HOURS |  |  | http://prodrep.mrsteam.com/DocumentResources/fb82c221-da8d-4d90-ae1e-66670ba7542f.pdf | YES | Plastic; Metal | N/A | YES | N/A | YES | NO | YES | YES | YES | N/A | N/A | Wall-Mount | NO | 1; EA | NO | NO | NO | NO | PESTICIDE/AEROSOL: NO | CHEMICAL/SOLVENT: NO | Lead: No Mercury: No Silver: No Cadmium: No Chromium: No Barium: No Arsenic: No Selenium: No | PARCEL | 70 | N/A | N/A | N/A | N/A | N/A | N/A | N/A | N/A | HARDWIRED | N/A | N/A | N/A | NO | N/A | N/A | N/A | N/A | N/A | N/A | N/A | N/A | N/A | N/A | N/A | N/A | N/A | N/A | N/A | N/A | N/A | N/A | N/A | N/A | N/A | N/A | N/A | NO | NO | NO | 2017-06-24 | Mr. Steam Price Book 2017 | 2
BUTLERL2RORB | CONTROL PACKAGE | Butler | DISCONTINUED | Butler 2 Linear Package Round Oil Rubbed Bronze | 767931908347 | 00767931908347 | OIL RUBBED BRONZE | Butler 2 Package includes: (1) iTempoPlus Control (2) Linear SteamHead (2) AutoFlush® (2) Condensation Pan (1) SteamLinx. For generator models MSSUPER4E to MSSUPER6E | 3000 | 2100 | 2019-04-01 | Yes | 27 | 28 | 13 | 14 | 28 x 13 x 14 | 27 | 28 | 13 | 14 | 28 x 13 x 14 | Its never been easier to optimize your steam shower experience. With an elegant design and easy to use interface, you can control more than steam. Connect AromaSteam and ChromaSteam systems to create a personalized wellness center. | Set the perfect steam temperature for multiple users | ChromaSteam3 lighting & AromaSteam infusion | Never wonder what time , day or date it is in your SteamShower or bathroom | Manufactured in strong, durable and long lasting solid brass | Compliment any bathroom design with one of 11 designer or glass finishes | [5 empty] | N/A | N/A | N/A | N/A | NO | N/A | All eSeries Generators | 103990-60; MSTS | N/A | N/A | https://cdn.intelligencebank.com/us/share/B3R/KeX0/21y6/original/steam-logo-white.jpg | http://public2.intelligencebank.com/e2c56f829e1e5d82347c365bf31980f6/a220b4329584020b7f213f2135de42b0/BUTLERL2RORB.jpg | N/A | N/A | https://vimeo.com/58153234 | https://vimeo.com/58153232 | https://vimeo.com/73313150 | N/A | http://prodrep.mrsteam.com/DocumentResources/d1f0ef4a-aa86-4f9f-b8e4-ceba8ace31f3.pdf | N/A | http://prodrep.mrsteam.com/DocumentResources/278f8bd4-e4dd-4dc6-bbf8-9b48e09be4aa.pdf | 1419014 | N/A | UNITED STATES | http://prodrep.mrsteam.com/DocumentResources/d6a61c17-60ee-4efc-b1ec-4fa4cb6c55b8.pdf | 72 HOURS |  |  | http://prodrep.mrsteam.com/DocumentResources/fb82c221-da8d-4d90-ae1e-66670ba7542f.pdf | YES | Plastic; Metal | N/A | YES | N/A | YES | NO | YES | YES | YES | N/A | N/A | Wall-Mount | NO | 1; EA | NO | NO | NO | NO | PESTICIDE/AEROSOL: NO | CHEMICAL/SOLVENT: NO | Lead: No Mercury: No Silver: No Cadmium: No Chromium: No Barium: No Arsenic: No Selenium: No | PARCEL | 70 | N/A | N/A | N/A | N/A | N/A | N/A | N/A | N/A | HARDWIRED | N/A | N/A | N/A | NO | N/A | N/A | N/A | N/A | N/A | N/A | N/A | N/A | N/A | N/A | N/A | N/A | N/A | N/A | N/A | N/A | N/A | N/A | N/A | N/A | N/A | N/A | N/A | NO | NO | NO | 2017-06-24 | Mr. Steam Price Book 2017 | 2
BUTLERL2RPB | CONTROL PACKAGE | Butler | DISCONTINUED | Butler 2 Linear Package Round Polished Brass | 767931908354 | 00767931908354 | POLISHED BRASS | Butler 2 Package includes: (1) iTempoPlus Control (2) Linear SteamHead (2) AutoFlush® (2) Condensation Pan (1) SteamLinx. For generator models MSSUPER4E to MSSUPER6E | 3000 | 2100 | 2019-04-01 | Yes | 27 | 28 | 13 | 14 | 28 x 13 x 14 | 27 | 28 | 13 | 14 | 28 x 13 x 14 | Its never been easier to optimize your steam shower experience. With an elegant design and easy to use interface, you can control more than steam. Connect AromaSteam and ChromaSteam systems to create a personalized wellness center. | Set the perfect steam temperature for multiple users | ChromaSteam3 lighting & AromaSteam infusion | Never wonder what time , day or date it is in your SteamShower or bathroom | Manufactured in strong, durable and long lasting solid brass | Compliment any bathroom design with one of 11 designer or glass finishes | [5 empty] | N/A | N/A | N/A | N/A | NO | N/A | All eSeries Generators | 103990-60; MSTS | N/A | N/A | https://cdn.intelligencebank.com/us/share/B3R/KeX0/21y6/original/steam-logo-white.jpg | http://public2.intelligencebank.com/e2c56f829e1e5d82347c365bf31980f6/9619a41eafc1f86975fb47f6038fac88/BUTLERL2RPB.jpg | N/A | N/A | https://vimeo.com/58153234 | https://vimeo.com/58153232 | https://vimeo.com/73313150 | N/A | http://prodrep.mrsteam.com/DocumentResources/d1f0ef4a-aa86-4f9f-b8e4-ceba8ace31f3.pdf | N/A | http://prodrep.mrsteam.com/DocumentResources/278f8bd4-e4dd-4dc6-bbf8-9b48e09be4aa.pdf | 1419014 | N/A | UNITED STATES | http://prodrep.mrsteam.com/DocumentResources/d6a61c17-60ee-4efc-b1ec-4fa4cb6c55b8.pdf | 72 HOURS |  |  | http://prodrep.mrsteam.com/DocumentResources/fb82c221-da8d-4d90-ae1e-66670ba7542f.pdf | YES | Plastic; Metal | N/A | YES | N/A | YES | NO | YES | YES | YES | N/A | N/A | Wall-Mount | NO | 1; EA | NO | NO | NO | NO | PESTICIDE/AEROSOL: NO | CHEMICAL/SOLVENT: NO | Lead: No Mercury: No Silver: No Cadmium: No Chromium: No Barium: No Arsenic: No Selenium: No | PARCEL | 70 | N/A | N/A | N/A | N/A | N/A | N/A | N/A | N/A | HARDWIRED | N/A | N/A | N/A | NO | N/A | N/A | N/A | N/A | N/A | N/A | N/A | N/A | N/A | N/A | N/A | N/A | N/A | N/A | N/A | N/A | N/A | N/A | N/A | N/A | N/A | N/A | N/A | NO | NO | NO | 2017-06-24 | Mr. Steam Price Book 2017 | 2
BUTLERL2RPC | CONTROL PACKAGE | Butler | DISCONTINUED | Butler 2 Linear Package Round Polished Chrome | 767931908361 | 00767931908361 | POLISHED CHROME | Butler 2 Package includes: (1) iTempoPlus Control (2) Linear SteamHead (2) AutoFlush® (2) Condensation Pan (1) SteamLinx. For generator models MSSUPER4E to MSSUPER6E | 2900 | 2030 | 2019-04-01 | Yes | 27 | 28 | 13 | 14 | 28 x 13 x 14 | 27 | 28 | 13 | 14 | 28 x 13 x 14 | Its never been easier to optimize your steam shower experience. With an elegant design and easy to use interface, you can control more than steam. Connect AromaSteam and ChromaSteam systems to create a personalized wellness center. | Set the perfect steam temperature for multiple users | ChromaSteam3 lighting & AromaSteam infusion | Never wonder what time , day or date it is in your SteamShower or bathroom | Manufactured in strong, durable and long lasting solid brass | Compliment any bathroom design with one of 11 designer or glass finishes | [5 empty] | N/A | N/A | N/A | N/A | NO | N/A | All eSeries Generators | 103990-60; MSTS | N/A | N/A | https://cdn.intelligencebank.com/us/share/B3R/KeX0/21y6/original/steam-logo-white.jpg | http://public2.intelligencebank.com/e2c56f829e1e5d82347c365bf31980f6/39452bd244bad067febe6473153720d8/BUTLERL2RPC.jpg | N/A | N/A | https://vimeo.com/58153234 | https://vimeo.com/58153232 | https://vimeo.com/73313150 | N/A | http://prodrep.mrsteam.com/DocumentResources/d1f0ef4a-aa86-4f9f-b8e4-ceba8ace31f3.pdf | N/A | http://prodrep.mrsteam.com/DocumentResources/278f8bd4-e4dd-4dc6-bbf8-9b48e09be4aa.pdf | 1419014 | N/A | UNITED STATES | http://prodrep.mrsteam.com/DocumentResources/d6a61c17-60ee-4efc-b1ec-4fa4cb6c55b8.pdf | 72 HOURS |  |  | http://prodrep.mrsteam.com/DocumentResources/fb82c221-da8d-4d90-ae1e-66670ba7542f.pdf | YES | Plastic; Metal | N/A | YES | N/A | YES | NO | YES | YES | YES | N/A | N/A | Wall-Mount | NO | 1; EA | NO | NO | NO | NO | PESTICIDE/AEROSOL: NO | CHEMICAL/SOLVENT: NO | Lead: No Mercury: No Silver: No Cadmium: No Chromium: No Barium: No Arsenic: No Selenium: No | PARCEL | 70 | N/A | N/A | N/A | N/A | N/A | N/A | N/A | N/A | HARDWIRED | N/A | N/A | N/A | NO | N/A | N/A | N/A | N/A | N/A | N/A | N/A | N/A | N/A | N/A | N/A | N/A | N/A | N/A | N/A | N/A | N/A | N/A | N/A | N/A | N/A | N/A | N/A | NO | NO | NO | 2017-06-24 | Mr. Steam Price Book 2017 | 2
BUTLERL2RPN | CONTROL PACKAGE | Butler | DISCONTINUED | Butler 2 Linear Package Round Polished Nickel | 767931908378 | 00767931908378 | POLISHED NICKEL | Butler 2 Package includes: (1) iTempoPlus Control (2) Linear SteamHead (2) AutoFlush® (2) Condensation Pan (1) SteamLinx. For generator models MSSUPER4E to MSSUPER6E | 3000 | 2100 | 2019-04-01 | Yes | 27 | 28 | 13 | 14 | 28 x 13 x 14 | 27 | 28 | 13 | 14 | 28 x 13 x 14 | Its never been easier to optimize your steam shower experience. With an elegant design and easy to use interface, you can control more than steam. Connect AromaSteam and ChromaSteam systems to create a personalized wellness center. | Set the perfect steam temperature for multiple users | ChromaSteam3 lighting & AromaSteam infusion | Never wonder what time , day or date it is in your SteamShower or bathroom | Manufactured in strong, durable and long lasting solid brass | Compliment any bathroom design with one of 11 designer or glass finishes | [5 empty] | N/A | N/A | N/A | N/A | NO | N/A | All eSeries Generators | 103990-60; MSTS | N/A | N/A | https://cdn.intelligencebank.com/us/share/B3R/KeX0/21y6/original/steam-logo-white.jpg | http://public2.intelligencebank.com/e2c56f829e1e5d82347c365bf31980f6/f394e55abb6a726782738237e879e0a7/BUTLERL2RPN.jpg | N/A | N/A | https://vimeo.com/58153234 | https://vimeo.com/58153232 | https://vimeo.com/73313150 | N/A | http://prodrep.mrsteam.com/DocumentResources/d1f0ef4a-aa86-4f9f-b8e4-ceba8ace31f3.pdf | N/A | http://prodrep.mrsteam.com/DocumentResources/278f8bd4-e4dd-4dc6-bbf8-9b48e09be4aa.pdf | 1419014 | N/A | UNITED STATES | http://prodrep.mrsteam.com/DocumentResources/d6a61c17-60ee-4efc-b1ec-4fa4cb6c55b8.pdf | 72 HOURS |  |  | http://prodrep.mrsteam.com/DocumentResources/fb82c221-da8d-4d90-ae1e-66670ba7542f.pdf | YES | Plastic; Metal | N/A | YES | N/A | YES | NO | YES | YES | YES | N/A | N/A | Wall-Mount | NO | 1; EA | NO | NO | NO | NO | PESTICIDE/AEROSOL: NO | CHEMICAL/SOLVENT: NO | Lead: No Mercury: No Silver: No Cadmium: No Chromium: No Barium: No Arsenic: No Selenium: No | PARCEL | 70 | N/A | N/A | N/A | N/A | N/A | N/A | N/A | N/A | HARDWIRED | N/A | N/A | N/A | NO | N/A | N/A | N/A | N/A | N/A | N/A | N/A | N/A | N/A | N/A | N/A | N/A | N/A | N/A | N/A | N/A | N/A | N/A | N/A | N/A | N/A | N/A | N/A | NO | NO | NO | 2017-06-24 | Mr. Steam Price Book 2017 | 2
BUTLERL2RSB | CONTROL PACKAGE | Butler | DISCONTINUED | Butler 2 Linear Package Round Satin Brass | 767931910722 | 00767931910722 | SATIN BRASS | Butler 2 Package includes: (1) iTempoPlus Control (2) Linear SteamHead (2) AutoFlush® (2) Condensation Pan (1) SteamLinx. For generator models MSSUPER4E to MSSUPER6E | 3000 | 2100 | 2019-04-01 | Yes | 27 | 28 | 13 | 14 | 28 x 13 x 14 | 27 | 28 | 13 | 14 | 28 x 13 x 14 | Its never been easier to optimize your steam shower experience. With an elegant design and easy to use interface, you can control more than steam. Connect AromaSteam and ChromaSteam systems to create a personalized wellness center. | Set the perfect steam temperature for multiple users | ChromaSteam3 lighting & AromaSteam infusion | Never wonder what time , day or date it is in your SteamShower or bathroom | Manufactured in strong, durable and long lasting solid brass | Compliment any bathroom design with one of 11 designer or glass finishes | [5 empty] | N/A | N/A | N/A | N/A | NO | N/A | All eSeries Generators | 103990-60; MSTS | N/A | N/A | https://cdn.intelligencebank.com/us/share/B3R/KeX0/21y6/original/steam-logo-white.jpg | http://public2.intelligencebank.com/e2c56f829e1e5d82347c365bf31980f6/6ab2a8ea0b17100395196dea9eb17fa0/BUTLERL2RSB.jpg | N/A | N/A | https://vimeo.com/58153234 | https://vimeo.com/58153232 | https://vimeo.com/73313150 | N/A | http://prodrep.mrsteam.com/DocumentResources/d1f0ef4a-aa86-4f9f-b8e4-ceba8ace31f3.pdf | N/A | http://prodrep.mrsteam.com/DocumentResources/278f8bd4-e4dd-4dc6-bbf8-9b48e09be4aa.pdf | 1419014 | N/A | UNITED STATES | http://prodrep.mrsteam.com/DocumentResources/d6a61c17-60ee-4efc-b1ec-4fa4cb6c55b8.pdf | 72 HOURS |  |  | http://prodrep.mrsteam.com/DocumentResources/fb82c221-da8d-4d90-ae1e-66670ba7542f.pdf | YES | Plastic; Metal | N/A | YES | N/A | YES | NO | YES | YES | YES | N/A | N/A | Wall-Mount | NO | 1; EA | NO | NO | NO | NO | PESTICIDE/AEROSOL: NO | CHEMICAL/SOLVENT: NO | Lead: No Mercury: No Silver: No Cadmium: No Chromium: No Barium: No Arsenic: No Selenium: No | PARCEL | 70 | N/A | N/A | N/A | N/A | N/A | N/A | N/A | N/A | HARDWIRED | N/A | N/A | N/A | NO | N/A | N/A | N/A | N/A | N/A | N/A | N/A | N/A | N/A | N/A | N/A | N/A | N/A | N/A | N/A | N/A | N/A | N/A | N/A | N/A | N/A | N/A | N/A | NO | NO | NO | 2017-06-24 | Mr. Steam Price Book 2017 | 2
BUTLERL2RWH | CONTROL PACKAGE | Butler | DISCONTINUED | Butler 2 Linear Package Round White | 767931910067 | 00767931910067 | WHITE | Butler 2 Package includes: (1) iTempoPlus Control (2) Linear SteamHead (2) AutoFlush® (2) Condensation Pan (1) SteamLinx. For generator models MS90E to MSSUPER3E | 3000 | 2100 | 2019-04-01 | Yes | 23 | 28 | 13 | 14 | 28 x 13 x 14 | 23 | 28 | 13 | 14 | 28 x 13 x 14 | Its never been easier to optimize your steam shower experience. With an elegant design and easy to use interface, you can control more than steam. Connect AromaSteam and ChromaSteam systems to create a personalized wellness center. | Set the perfect steam temperature for multiple users | ChromaSteam3 lighting & AromaSteam infusion | Never wonder what time , day or date it is in your SteamShower or bathroom | Manufactured in strong, durable and long lasting solid brass | Compliment any bathroom design with one of 11 designer or glass finishes | [5 empty] | N/A | N/A | N/A | N/A | NO | N/A | All eSeries Generators | 103990-60; MSTS | N/A | N/A | https://cdn.intelligencebank.com/us/share/B3R/KeX0/21y6/original/steam-logo-white.jpg | http://public2.intelligencebank.com/e2c56f829e1e5d82347c365bf31980f6/3cefc983ac17cabb00eaaa849b4d82cb/BUTLERL2RWH.jpg | N/A | N/A | https://vimeo.com/58153234 | https://vimeo.com/58153232 | https://vimeo.com/73313150 | N/A | http://prodrep.mrsteam.com/DocumentResources/d1f0ef4a-aa86-4f9f-b8e4-ceba8ace31f3.pdf | N/A | http://prodrep.mrsteam.com/DocumentResources/278f8bd4-e4dd-4dc6-bbf8-9b48e09be4aa.pdf | 1419014 | N/A | UNITED STATES | http://prodrep.mrsteam.com/DocumentResources/d6a61c17-60ee-4efc-b1ec-4fa4cb6c55b8.pdf | 72 HOURS |  |  | http://prodrep.mrsteam.com/DocumentResources/fb82c221-da8d-4d90-ae1e-66670ba7542f.pdf | YES | Plastic; Metal | N/A | YES | N/A | YES | NO | YES | YES | YES | N/A | N/A | Wall-Mount | NO | 1; EA | NO | NO | NO | NO | PESTICIDE/AEROSOL: NO | CHEMICAL/SOLVENT: NO | Lead: No Mercury: No Silver: No Cadmium: No Chromium: No Barium: No Arsenic: No Selenium: No | PARCEL | 70 | N/A | N/A | N/A | N/A | N/A | N/A | N/A | N/A | HARDWIRED | N/A | N/A | N/A | NO | N/A | N/A | N/A | N/A | N/A | N/A | N/A | N/A | N/A | N/A | N/A | N/A | N/A | N/A | N/A | N/A | N/A | N/A | N/A | N/A | N/A | N/A | N/A | NO | NO | NO | 2017-06-24 | Mr. Steam Price Book 2017 | 2
BUTLERL2SBB | CONTROL PACKAGE | Butler | DISCONTINUED | Butler 2 Linear Package Square Brushed Bronze | 767931908460 | 00767931908460 | BRUSHED BRONZE | Butler 2 Package includes: (1) iTempoPlus Control (2) Linear SteamHead (2) AutoFlush® (2) Condensation Pan (1) SteamLinx. For generator models MSSUPER4E to MSSUPER6E | 3000 | 2100 | 2019-04-01 | Yes | 27 | 28 | 13 | 14 | 28 x 13 x 14 | 27 | 28 | 13 | 14 | 28 x 13 x 14 | Its never been easier to optimize your steam shower experience. With an elegant design and easy to use interface, you can control more than steam. Connect AromaSteam and ChromaSteam systems to create a personalized wellness center. | Set the perfect steam temperature for multiple users | ChromaSteam3 lighting & AromaSteam infusion | Never wonder what time , day or date it is in your SteamShower or bathroom | Manufactured in strong, durable and long lasting solid brass | Compliment any bathroom design with one of 11 designer or glass finishes | [5 empty] | N/A | N/A | N/A | N/A | NO | N/A | All eSeries Generators | 103990-60; MSTS | N/A | N/A | https://cdn.intelligencebank.com/us/share/B3R/KeX0/21y6/original/steam-logo-white.jpg | http://public2.intelligencebank.com/e2c56f829e1e5d82347c365bf31980f6/c6e6fe85e54da7f1f73be0d60ff3cef4/BUTLERL2SBB.jpg | N/A | N/A | https://vimeo.com/58153234 | https://vimeo.com/58153232 | https://vimeo.com/73313150 | N/A | http://prodrep.mrsteam.com/DocumentResources/d1f0ef4a-aa86-4f9f-b8e4-ceba8ace31f3.pdf | N/A | http://prodrep.mrsteam.com/DocumentResources/278f8bd4-e4dd-4dc6-bbf8-9b48e09be4aa.pdf | 1419014 | N/A | UNITED STATES | http://prodrep.mrsteam.com/DocumentResources/d6a61c17-60ee-4efc-b1ec-4fa4cb6c55b8.pdf | 72 HOURS |  |  | http://prodrep.mrsteam.com/DocumentResources/fb82c221-da8d-4d90-ae1e-66670ba7542f.pdf | YES | Plastic; Metal | N/A | YES | N/A | YES | NO | YES | YES | YES | N/A | N/A | Wall-Mount | NO | 1; EA | NO | NO | NO | NO | PESTICIDE/AEROSOL: NO | CHEMICAL/SOLVENT: NO | Lead: No Mercury: No Silver: No Cadmium: No Chromium: No Barium: No Arsenic: No Selenium: No | PARCEL | 70 | N/A | N/A | N/A | N/A | N/A | N/A | N/A | N/A | HARDWIRED | N/A | N/A | N/A | NO | N/A | N/A | N/A | N/A | N/A | N/A | N/A | N/A | N/A | N/A | N/A | N/A | N/A | N/A | N/A | N/A | N/A | N/A | N/A | N/A | N/A | N/A | N/A | NO | NO | NO | 2017-06-24 | Mr. Steam Price Book 2017 | 2
BUTLERL2SBK | CONTROL PACKAGE | Butler | DISCONTINUED | Butler 2 Linear Package Square Black | 767931910074 | 00767931910074 | BLACK | Butler 2 Package includes: (1) iTempoPlus Control (2) Linear SteamHead (2) AutoFlush® (2) Condensation Pan (1) SteamLinx. For generator models MS90E to MSSUPER3E | 3000 | 2100 | 2019-04-01 | Yes | 23 | 28 | 13 | 14 | 28 x 13 x 14 | 23 | 28 | 13 | 14 | 28 x 13 x 14 | Its never been easier to optimize your steam shower experience. With an elegant design and easy to use interface, you can control more than steam. Connect AromaSteam and ChromaSteam systems to create a personalized wellness center. | Set the perfect steam temperature for multiple users | ChromaSteam3 lighting & AromaSteam infusion | Never wonder what time , day or date it is in your SteamShower or bathroom | Manufactured in strong, durable and long lasting solid brass | Compliment any bathroom design with one of 11 designer or glass finishes | [5 empty] | N/A | N/A | N/A | N/A | NO | N/A | All eSeries Generators | 103990-60; MSTS | N/A | N/A | https://cdn.intelligencebank.com/us/share/B3R/KeX0/21y6/original/steam-logo-white.jpg | http://public2.intelligencebank.com/e2c56f829e1e5d82347c365bf31980f6/5f944c1020ca036ecbd07c3c1e4b1ac6/BUTLERL2SBK.jpg | N/A | N/A | https://vimeo.com/58153234 | https://vimeo.com/58153232 | https://vimeo.com/73313150 | N/A | http://prodrep.mrsteam.com/DocumentResources/d1f0ef4a-aa86-4f9f-b8e4-ceba8ace31f3.pdf | N/A | http://prodrep.mrsteam.com/DocumentResources/278f8bd4-e4dd-4dc6-bbf8-9b48e09be4aa.pdf | 1419014 | N/A | UNITED STATES | http://prodrep.mrsteam.com/DocumentResources/d6a61c17-60ee-4efc-b1ec-4fa4cb6c55b8.pdf | 72 HOURS |  |  | http://prodrep.mrsteam.com/DocumentResources/fb82c221-da8d-4d90-ae1e-66670ba7542f.pdf | YES | Plastic; Metal | N/A | YES | N/A | YES | NO | YES | YES | YES | N/A | N/A | Wall-Mount | NO | 1; EA | NO | NO | NO | NO | PESTICIDE/AEROSOL: NO | CHEMICAL/SOLVENT: NO | Lead: No Mercury: No Silver: No Cadmium: No Chromium: No Barium: No Arsenic: No Selenium: No | PARCEL | 70 | N/A | N/A | N/A | N/A | N/A | N/A | N/A | N/A | HARDWIRED | N/A | N/A | N/A | NO | N/A | N/A | N/A | N/A | N/A | N/A | N/A | N/A | N/A | N/A | N/A | N/A | N/A | N/A | N/A | N/A | N/A | N/A | N/A | N/A | N/A | N/A | N/A | NO | NO | NO | 2017-06-24 | Mr. Steam Price Book 2017 | 2
BUTLERL2SBN | CONTROL PACKAGE | Butler | DISCONTINUED | Butler 2 Linear Package Square Brushed Nickel | 767931908477 | 00767931908477 | BRUSHED NICKEL | Butler 2 Package includes: (1) iTempoPlus Control (2) Linear SteamHead (2) AutoFlush® (2) Condensation Pan (1) SteamLinx. For generator models MSSUPER4E to MSSUPER6E | 3000 | 2100 | 2019-04-01 | Yes | 27 | 28 | 13 | 14 | 28 x 13 x 14 | 27 | 28 | 13 | 14 | 28 x 13 x 14 | Its never been easier to optimize your steam shower experience. With an elegant design and easy to use interface, you can control more than steam. Connect AromaSteam and ChromaSteam systems to create a personalized wellness center. | Set the perfect steam temperature for multiple users | ChromaSteam3 lighting & AromaSteam infusion | Never wonder what time , day or date it is in your SteamShower or bathroom | Manufactured in strong, durable and long lasting solid brass | Compliment any bathroom design with one of 11 designer or glass finishes | [5 empty] | N/A | N/A | N/A | N/A | NO | N/A | All eSeries Generators | 103990-60; MSTS | N/A | N/A | https://cdn.intelligencebank.com/us/share/B3R/KeX0/21y6/original/steam-logo-white.jpg | http://public2.intelligencebank.com/e2c56f829e1e5d82347c365bf31980f6/543c86a5d14303d7b1b4822337714134/BUTLERL2SBN.jpg | N/A | N/A | https://vimeo.com/58153234 | https://vimeo.com/58153232 | https://vimeo.com/73313150 | N/A | http://prodrep.mrsteam.com/DocumentResources/d1f0ef4a-aa86-4f9f-b8e4-ceba8ace31f3.pdf | N/A | http://prodrep.mrsteam.com/DocumentResources/278f8bd4-e4dd-4dc6-bbf8-9b48e09be4aa.pdf | 1419014 | N/A | UNITED STATES | http://prodrep.mrsteam.com/DocumentResources/d6a61c17-60ee-4efc-b1ec-4fa4cb6c55b8.pdf | 72 HOURS |  |  | http://prodrep.mrsteam.com/DocumentResources/fb82c221-da8d-4d90-ae1e-66670ba7542f.pdf | YES | Plastic; Metal | N/A | YES | N/A | YES | NO | YES | YES | YES | N/A | N/A | Wall-Mount | NO | 1; EA | NO | NO | NO | NO | PESTICIDE/AEROSOL: NO | CHEMICAL/SOLVENT: NO | Lead: No Mercury: No Silver: No Cadmium: No Chromium: No Barium: No Arsenic: No Selenium: No | PARCEL | 70 | N/A | N/A | N/A | N/A | N/A | N/A | N/A | N/A | HARDWIRED | N/A | N/A | N/A | NO | N/A | N/A | N/A | N/A | N/A | N/A | N/A | N/A | N/A | N/A | N/A | N/A | N/A | N/A | N/A | N/A | N/A | N/A | N/A | N/A | N/A | N/A | N/A | NO | NO | NO | 2017-06-24 | Mr. Steam Price Book 2017 | 2
BUTLERL2SMB | CONTROL PACKAGE | Butler | DISCONTINUED | Butler 2 Linear Package Square Matte Black | 767931914416 | 00767931914416 | MATTE BLACK | Butler 2 Package includes: (1) iTempoPlus Control (2) Linear SteamHead (2) AutoFlush® (2) Condensation Pan (1) SteamLinx. For generator models MS90E to MSSUPER3E | 3000 | 2100 | 2019-04-01 | Yes | 23 | 28 | 13 | 14 | 28 x 13 x 14 | 23 | 28 | 13 | 14 | 28 x 13 x 14 | Its never been easier to optimize your steam shower experience. With an elegant design and easy to use interface, you can control more than steam. Connect AromaSteam and ChromaSteam systems to create a personalized wellness center. | Set the perfect steam temperature for multiple users | ChromaSteam3 lighting & AromaSteam infusion | Never wonder what time , day or date it is in your SteamShower or bathroom | Manufactured in strong, durable and long lasting solid brass | Compliment any bathroom design with one of 11 designer or glass finishes | [5 empty] | N/A | N/A | N/A | N/A | NO | N/A | All eSeries Generators | 103990-60; MSTS | N/A | N/A | https://cdn.intelligencebank.com/us/share/B3R/KeX0/21y6/original/steam-logo-white.jpg |  |  |  | https://vimeo.com/58153234 | https://vimeo.com/58153232 | https://vimeo.com/73313150 | N/A | http://prodrep.mrsteam.com/DocumentResources/d1f0ef4a-aa86-4f9f-b8e4-ceba8ace31f3.pdf | N/A | http://prodrep.mrsteam.com/DocumentResources/278f8bd4-e4dd-4dc6-bbf8-9b48e09be4aa.pdf | 1419014 | N/A | UNITED STATES | http://prodrep.mrsteam.com/DocumentResources/d6a61c17-60ee-4efc-b1ec-4fa4cb6c55b8.pdf | 72 HOURS |  |  | http://prodrep.mrsteam.com/DocumentResources/fb82c221-da8d-4d90-ae1e-66670ba7542f.pdf | YES | Plastic; Metal | N/A | YES | N/A | YES | NO | YES | YES | YES | N/A | N/A | Wall-Mount | NO | 1; EA | NO | NO | NO | NO | PESTICIDE/AEROSOL: NO | CHEMICAL/SOLVENT: NO | Lead: No Mercury: No Silver: No Cadmium: No Chromium: No Barium: No Arsenic: No Selenium: No | PARCEL | 70 | N/A | N/A | N/A | N/A | N/A | N/A | N/A | N/A | HARDWIRED | N/A | N/A | N/A | NO | N/A | N/A | N/A | N/A | N/A | N/A | N/A | N/A | N/A | N/A | N/A | N/A | N/A | N/A | N/A | N/A | N/A | N/A | N/A | N/A | N/A | N/A | N/A | NO | NO | NO | 2017-06-24 | Mr. Steam Price Book 2017 | 2
BUTLERL2SORB | CONTROL PACKAGE | Butler | DISCONTINUED | Butler 2 Linear Package Square Oil Rubbed Bronze | 767931908484 | 00767931908484 | OIL RUBBED BRONZE | Butler 2 Package includes: (1) iTempoPlus Control (2) Linear SteamHead (2) AutoFlush® (2) Condensation Pan (1) SteamLinx. For generator models MSSUPER4E to MSSUPER6E | 3000 | 2100 | 2019-04-01 | Yes | 27 | 28 | 13 | 14 | 28 x 13 x 14 | 27 | 28 | 13 | 14 | 28 x 13 x 14 | Its never been easier to optimize your steam shower experience. With an elegant design and easy to use interface, you can control more than steam. Connect AromaSteam and ChromaSteam systems to create a personalized wellness center. | Set the perfect steam temperature for multiple users | ChromaSteam3 lighting & AromaSteam infusion | Never wonder what time , day or date it is in your SteamShower or bathroom | Manufactured in strong, durable and long lasting solid brass | Compliment any bathroom design with one of 11 designer or glass finishes | [5 empty] | N/A | N/A | N/A | N/A | NO | N/A | All eSeries Generators | 103990-60; MSTS | N/A | N/A | https://cdn.intelligencebank.com/us/share/B3R/KeX0/21y6/original/steam-logo-white.jpg | http://public2.intelligencebank.com/e2c56f829e1e5d82347c365bf31980f6/0ac506e1c609a5b3b59c44f096ad422d/BUTLERL2SORB.jpg | N/A | N/A | https://vimeo.com/58153234 | https://vimeo.com/58153232 | https://vimeo.com/73313150 | N/A | http://prodrep.mrsteam.com/DocumentResources/d1f0ef4a-aa86-4f9f-b8e4-ceba8ace31f3.pdf | N/A | http://prodrep.mrsteam.com/DocumentResources/278f8bd4-e4dd-4dc6-bbf8-9b48e09be4aa.pdf | 1419014 | N/A | UNITED STATES | http://prodrep.mrsteam.com/DocumentResources/d6a61c17-60ee-4efc-b1ec-4fa4cb6c55b8.pdf | 72 HOURS |  |  | http://prodrep.mrsteam.com/DocumentResources/fb82c221-da8d-4d90-ae1e-66670ba7542f.pdf | YES | Plastic; Metal | N/A | YES | N/A | YES | NO | YES | YES | YES | N/A | N/A | Wall-Mount | NO | 1; EA | NO | NO | NO | NO | PESTICIDE/AEROSOL: NO | CHEMICAL/SOLVENT: NO | Lead: No Mercury: No Silver: No Cadmium: No Chromium: No Barium: No Arsenic: No Selenium: No | PARCEL | 70 | N/A | N/A | N/A | N/A | N/A | N/A | N/A | N/A | HARDWIRED | N/A | N/A | N/A | NO | N/A | N/A | N/A | N/A | N/A | N/A | N/A | N/A | N/A | N/A | N/A | N/A | N/A | N/A | N/A | N/A | N/A | N/A | N/A | N/A | N/A | N/A | N/A | NO | NO | NO | 2017-06-24 | Mr. Steam Price Book 2017 | 2
BUTLERL2SPB | CONTROL PACKAGE | Butler | DISCONTINUED | Butler 2 Linear Package Square Polished Brass | 767931908491 | 00767931908491 | POLISHED BRASS | Butler 2 Package includes: (1) iTempoPlus Control (2) Linear SteamHead (2) AutoFlush® (2) Condensation Pan (1) SteamLinx. For generator models MSSUPER4E to MSSUPER6E | 3000 | 2100 | 2019-04-01 | Yes | 27 | 28 | 13 | 14 | 28 x 13 x 14 | 27 | 28 | 13 | 14 | 28 x 13 x 14 | Its never been easier to optimize your steam shower experience. With an elegant design and easy to use interface, you can control more than steam. Connect AromaSteam and ChromaSteam systems to create a personalized wellness center. | Set the perfect steam temperature for multiple users | ChromaSteam3 lighting & AromaSteam infusion | Never wonder what time , day or date it is in your SteamShower or bathroom | Manufactured in strong, durable and long lasting solid brass | Compliment any bathroom design with one of 11 designer or glass finishes | [5 empty] | N/A | N/A | N/A | N/A | NO | N/A | All eSeries Generators | 103990-60; MSTS | N/A | N/A | https://cdn.intelligencebank.com/us/share/B3R/KeX0/21y6/original/steam-logo-white.jpg | http://public2.intelligencebank.com/e2c56f829e1e5d82347c365bf31980f6/660c44c89bec5e3f5c0347ef400087d0/BUTLERL2SPB.jpg | N/A | N/A | https://vimeo.com/58153234 | https://vimeo.com/58153232 | https://vimeo.com/73313150 | N/A | http://prodrep.mrsteam.com/DocumentResources/d1f0ef4a-aa86-4f9f-b8e4-ceba8ace31f3.pdf | N/A | http://prodrep.mrsteam.com/DocumentResources/278f8bd4-e4dd-4dc6-bbf8-9b48e09be4aa.pdf | 1419014 | N/A | UNITED STATES | http://prodrep.mrsteam.com/DocumentResources/d6a61c17-60ee-4efc-b1ec-4fa4cb6c55b8.pdf | 72 HOURS |  |  | http://prodrep.mrsteam.com/DocumentResources/fb82c221-da8d-4d90-ae1e-66670ba7542f.pdf | YES | Plastic; Metal | N/A | YES | N/A | YES | NO | YES | YES | YES | N/A | N/A | Wall-Mount | NO | 1; EA | NO | NO | NO | NO | PESTICIDE/AEROSOL: NO | CHEMICAL/SOLVENT: NO | Lead: No Mercury: No Silver: No Cadmium: No Chromium: No Barium: No Arsenic: No Selenium: No | PARCEL | 70 | N/A | N/A | N/A | N/A | N/A | N/A | N/A | N/A | HARDWIRED | N/A | N/A | N/A | NO | N/A | N/A | N/A | N/A | N/A | N/A | N/A | N/A | N/A | N/A | N/A | N/A | N/A | N/A | N/A | N/A | N/A | N/A | N/A | N/A | N/A | N/A | N/A | NO | NO | NO | 2017-06-24 | Mr. Steam Price Book 2017 | 2
BUTLERL2SPC | CONTROL PACKAGE | Butler | DISCONTINUED | Butler 2 Linear Package Square Polished Chrome | 767931908507 | 00767931908507 | POLISHED CHROME | Butler 2 Package includes: (1) iTempoPlus Control (2) Linear SteamHead (2) AutoFlush® (2) Condensation Pan (1) SteamLinx. For generator models MSSUPER4E to MSSUPER6E | 2900 | 2030 | 2019-04-01 | Yes | 27 | 28 | 13 | 14 | 28 x 13 x 14 | 27 | 28 | 13 | 14 | 28 x 13 x 14 | Its never been easier to optimize your steam shower experience. With an elegant design and easy to use interface, you can control more than steam. Connect AromaSteam and ChromaSteam systems to create a personalized wellness center. | Set the perfect steam temperature for multiple users | ChromaSteam3 lighting & AromaSteam infusion | Never wonder what time , day or date it is in your SteamShower or bathroom | Manufactured in strong, durable and long lasting solid brass | Compliment any bathroom design with one of 11 designer or glass finishes | [5 empty] | N/A | N/A | N/A | N/A | NO | N/A | All eSeries Generators | 103990-60; MSTS | N/A | N/A | https://cdn.intelligencebank.com/us/share/B3R/KeX0/21y6/original/steam-logo-white.jpg | http://public2.intelligencebank.com/e2c56f829e1e5d82347c365bf31980f6/1046282136e35a9b95becd6d8c17c96e/BUTLERL2SPC.jpg | N/A | N/A | https://vimeo.com/58153234 | https://vimeo.com/58153232 | https://vimeo.com/73313150 | N/A | http://prodrep.mrsteam.com/DocumentResources/d1f0ef4a-aa86-4f9f-b8e4-ceba8ace31f3.pdf | N/A | http://prodrep.mrsteam.com/DocumentResources/278f8bd4-e4dd-4dc6-bbf8-9b48e09be4aa.pdf | 1419014 | N/A | UNITED STATES | http://prodrep.mrsteam.com/DocumentResources/d6a61c17-60ee-4efc-b1ec-4fa4cb6c55b8.pdf | 72 HOURS |  |  | http://prodrep.mrsteam.com/DocumentResources/fb82c221-da8d-4d90-ae1e-66670ba7542f.pdf | YES | Plastic; Metal | N/A | YES | N/A | YES | NO | YES | YES | YES | N/A | N/A | Wall-Mount | NO | 1; EA | NO | NO | NO | NO | PESTICIDE/AEROSOL: NO | CHEMICAL/SOLVENT: NO | Lead: No Mercury: No Silver: No Cadmium: No Chromium: No Barium: No Arsenic: No Selenium: No | PARCEL | 70 | N/A | N/A | N/A | N/A | N/A | N/A | N/A | N/A | HARDWIRED | N/A | N/A | N/A | NO | N/A | N/A | N/A | N/A | N/A | N/A | N/A | N/A | N/A | N/A | N/A | N/A | N/A | N/A | N/A | N/A | N/A | N/A | N/A | N/A | N/A | N/A | N/A | NO | NO | NO | 2017-06-24 | Mr. Steam Price Book 2017 | 2
BUTLERL2SPN | CONTROL PACKAGE | Butler | DISCONTINUED | Butler 2 Linear Package Square Polished Nickel | 767931908514 | 00767931908514 | POLISHED NICKEL | Butler 2 Package includes: (1) iTempoPlus Control (2) Linear SteamHead (2) AutoFlush® (2) Condensation Pan (1) SteamLinx. For generator models MSSUPER4E to MSSUPER6E | 3000 | 2100 | 2019-04-01 | Yes | 27 | 28 | 13 | 14 | 28 x 13 x 14 | 27 | 28 | 13 | 14 | 28 x 13 x 14 | Its never been easier to optimize your steam shower experience. With an elegant design and easy to use interface, you can control more than steam. Connect AromaSteam and ChromaSteam systems to create a personalized wellness center. | Set the perfect steam temperature for multiple users | ChromaSteam3 lighting & AromaSteam infusion | Never wonder what time , day or date it is in your SteamShower or bathroom | Manufactured in strong, durable and long lasting solid brass | Compliment any bathroom design with one of 11 designer or glass finishes | [5 empty] | N/A | N/A | N/A | N/A | NO | N/A | All eSeries Generators | 103990-60; MSTS | N/A | N/A | https://cdn.intelligencebank.com/us/share/B3R/KeX0/21y6/original/steam-logo-white.jpg | http://public2.intelligencebank.com/e2c56f829e1e5d82347c365bf31980f6/8f67016ecd50b8c1e0d8e6d3b9aac432/BUTLERL2SPN.jpg | N/A | N/A | https://vimeo.com/58153234 | https://vimeo.com/58153232 | https://vimeo.com/73313150 | N/A | http://prodrep.mrsteam.com/DocumentResources/d1f0ef4a-aa86-4f9f-b8e4-ceba8ace31f3.pdf | N/A | http://prodrep.mrsteam.com/DocumentResources/278f8bd4-e4dd-4dc6-bbf8-9b48e09be4aa.pdf | 1419014 | N/A | UNITED STATES | http://prodrep.mrsteam.com/DocumentResources/d6a61c17-60ee-4efc-b1ec-4fa4cb6c55b8.pdf | 72 HOURS |  |  | http://prodrep.mrsteam.com/DocumentResources/fb82c221-da8d-4d90-ae1e-66670ba7542f.pdf | YES | Plastic; Metal | N/A | YES | N/A | YES | NO | YES | YES | YES | N/A | N/A | Wall-Mount | NO | 1; EA | NO | NO | NO | NO | PESTICIDE/AEROSOL: NO | CHEMICAL/SOLVENT: NO | Lead: No Mercury: No Silver: No Cadmium: No Chromium: No Barium: No Arsenic: No Selenium: No | PARCEL | 70 | N/A | N/A | N/A | N/A | N/A | N/A | N/A | N/A | HARDWIRED | N/A | N/A | N/A | NO | N/A | N/A | N/A | N/A | N/A | N/A | N/A | N/A | N/A | N/A | N/A | N/A | N/A | N/A | N/A | N/A | N/A | N/A | N/A | N/A | N/A | N/A | N/A | NO | NO | NO | 2017-06-24 | Mr. Steam Price Book 2017 | 2
BUTLERL2SSB | CONTROL PACKAGE | Butler | DISCONTINUED | Butler 2 Linear Package Square Satin Brass | 767931910739 | 00767931910739 | SATIN BRASS | Butler 2 Package includes: (1) iTempoPlus Control (2) Linear SteamHead (2) AutoFlush® (2) Condensation Pan (1) SteamLinx. For generator models MSSUPER4E to MSSUPER6E | 3000 | 2100 | 2019-04-01 | Yes | 27 | 28 | 13 | 14 | 28 x 13 x 14 | 27 | 28 | 13 | 14 | 28 x 13 x 14 | Its never been easier to optimize your steam shower experience. With an elegant design and easy to use interface, you can control more than steam. Connect AromaSteam and ChromaSteam systems to create a personalized wellness center. | Set the perfect steam temperature for multiple users | ChromaSteam3 lighting & AromaSteam infusion | Never wonder what time , day or date it is in your SteamShower or bathroom | Manufactured in strong, durable and long lasting solid brass | Compliment any bathroom design with one of 11 designer or glass finishes | [5 empty] | N/A | N/A | N/A | N/A | NO | N/A | All eSeries Generators | 103990-60; MSTS | N/A | N/A | https://cdn.intelligencebank.com/us/share/B3R/KeX0/21y6/original/steam-logo-white.jpg | http://public2.intelligencebank.com/e2c56f829e1e5d82347c365bf31980f6/caa19720bdd52f387538eec6d3ee3438/BUTLERL2SSB.jpg | N/A | N/A | https://vimeo.com/58153234 | https://vimeo.com/58153232 | https://vimeo.com/73313150 | N/A | http://prodrep.mrsteam.com/DocumentResources/d1f0ef4a-aa86-4f9f-b8e4-ceba8ace31f3.pdf | N/A | http://prodrep.mrsteam.com/DocumentResources/278f8bd4-e4dd-4dc6-bbf8-9b48e09be4aa.pdf | 1419014 | N/A | UNITED STATES | http://prodrep.mrsteam.com/DocumentResources/d6a61c17-60ee-4efc-b1ec-4fa4cb6c55b8.pdf | 72 HOURS |  |  | http://prodrep.mrsteam.com/DocumentResources/fb82c221-da8d-4d90-ae1e-66670ba7542f.pdf | YES | Plastic; Metal | N/A | YES | N/A | YES | NO | YES | YES | YES | N/A | N/A | Wall-Mount | NO | 1; EA | NO | NO | NO | NO | PESTICIDE/AEROSOL: NO | CHEMICAL/SOLVENT: NO | Lead: No Mercury: No Silver: No Cadmium: No Chromium: No Barium: No Arsenic: No Selenium: No | PARCEL | 70 | N/A | N/A | N/A | N/A | N/A | N/A | N/A | N/A | HARDWIRED | N/A | N/A | N/A | NO | N/A | N/A | N/A | N/A | N/A | N/A | N/A | N/A | N/A | N/A | N/A | N/A | N/A | N/A | N/A | N/A | N/A | N/A | N/A | N/A | N/A | N/A | N/A | NO | NO | NO | 2017-06-24 | Mr. Steam Price Book 2017 | 2
BUTLERL2SWH | CONTROL PACKAGE | Butler | DISCONTINUED | Butler 2 Linear Package Square White | 767931910081 | 00767931910081 | WHITE | Butler 2 Package includes: (1) iTempoPlus Control (2) Linear SteamHead (2) AutoFlush® (2) Condensation Pan (1) SteamLinx. For generator models MS90E to MSSUPER3E | 3000 | 2100 | 2019-04-01 | Yes | 23 | 28 | 13 | 14 | 28 x 13 x 14 | 23 | 28 | 13 | 14 | 28 x 13 x 14 | Its never been easier to optimize your steam shower experience. With an elegant design and easy to use interface, you can control more than steam. Connect AromaSteam and ChromaSteam systems to create a personalized wellness center. | Set the perfect steam temperature for multiple users | ChromaSteam3 lighting & AromaSteam infusion | Never wonder what time , day or date it is in your SteamShower or bathroom | Manufactured in strong, durable and long lasting solid brass | Compliment any bathroom design with one of 11 designer or glass finishes | [5 empty] | N/A | N/A | N/A | N/A | NO | N/A | All eSeries Generators | 103990-60; MSTS | N/A | N/A | https://cdn.intelligencebank.com/us/share/B3R/KeX0/21y6/original/steam-logo-white.jpg | http://public2.intelligencebank.com/e2c56f829e1e5d82347c365bf31980f6/c6d326eb9bbf2437f48c07acd188e8e8/BUTLERL2SWH.jpg | N/A | N/A | https://vimeo.com/58153234 | https://vimeo.com/58153232 | https://vimeo.com/73313150 | N/A | http://prodrep.mrsteam.com/DocumentResources/d1f0ef4a-aa86-4f9f-b8e4-ceba8ace31f3.pdf | N/A | http://prodrep.mrsteam.com/DocumentResources/278f8bd4-e4dd-4dc6-bbf8-9b48e09be4aa.pdf | 1419014 | N/A | UNITED STATES | http://prodrep.mrsteam.com/DocumentResources/d6a61c17-60ee-4efc-b1ec-4fa4cb6c55b8.pdf | 72 HOURS |  |  | http://prodrep.mrsteam.com/DocumentResources/fb82c221-da8d-4d90-ae1e-66670ba7542f.pdf | NO | Plastic; Metal | N/A | YES | N/A | YES | NO | YES | YES | YES | N/A | N/A | Wall-Mount | NO | 1; EA | NO | NO | NO | NO | PESTICIDE/AEROSOL: NO | CHEMICAL/SOLVENT: NO | Lead: No Mercury: No Silver: No Cadmium: No Chromium: No Barium: No Arsenic: No Selenium: No | PARCEL | 70 | N/A | N/A | N/A | N/A | N/A | N/A | N/A | N/A | HARDWIRED | N/A | N/A | N/A | NO | N/A | N/A | N/A | N/A | N/A | N/A | N/A | N/A | N/A | N/A | N/A | N/A | N/A | N/A | N/A | N/A | N/A | N/A | N/A | N/A | N/A | N/A | N/A | NO | NO | NO | 2017-06-24 | Mr. Steam Price Book 2017 | 2
HOMEWIZARD-BLK | ACCESSORY | HomeWizard | ACTIVE (ECOM) | Mr. Steam Home Automation Steam System in Black for Steam Bath Generator | 767931904325 | 00767931904325 | BLACK | Mr. Steam Home Automation Steam System for Steam Bath Generator | 650 | 455 | 2019-04-01 | Yes | 0.25 | 6.75 | 4.5 | 1.25 | 6.75 x 4.5 x 1.25 | 4 | 10 | 7 | 4 | 10 x 7 x 4 | HomeWizard™ lets you activate your steam shower from almost any location, leveraging the advanced functions of an existing home automation system-your computer or inhome control system. Installers simply connect the single interface module cable to a MrSteam eSeries steam generator and program the unit on the home automation system's console. HomeWizard™ also pairs with the wireless iGenie control. | Pre-heat your steam shower from your smartphone, computer, tablet or in-home control system | Wiring and programming task are quick and straightforward | Connect to your home automation system's programming console | Pairs with the included iGenie fob for hand held start and stop | [6 empty] | N/A | N/A | N/A | N/A | NO | N/A | All eSeries Generators | N/A | N/A | N/A | https://cdn.intelligencebank.com/us/share/B3R/KeX0/21y6/original/steam-logo-white.jpg | http://public2.intelligencebank.com/e2c56f829e1e5d82347c365bf31980f6/e97a65fc53f47a7420ab8f9f72873735/HOMEWIZARD-BLK.jpg | N/A | N/A | https://vimeo.com/58153234 | https://vimeo.com/58153232 | N/A | N/A | http://prodrep.mrsteam.com/DocumentResources/d1f0ef4a-aa86-4f9f-b8e4-ceba8ace31f3.pdf | N/A | http://prodrep.mrsteam.com/DocumentResources/278f8bd4-e4dd-4dc6-bbf8-9b48e09be4aa.pdf | 1305497 | N/A | UNITED STATES | http://prodrep.mrsteam.com/DocumentResources/d6a61c17-60ee-4efc-b1ec-4fa4cb6c55b8.pdf | 72 HOURS | http://prodrep.mrsteam.com/DocumentResources/ec9e44b2-14ae-4f68-b7ec-f61cdf522d09.pdf | http://prodrep.mrsteam.com/DocumentResources/bab08edb-b47b-470d-bae3-204bcf8d1dbf.pdf | http://prodrep.mrsteam.com/DocumentResources/fb82c221-da8d-4d90-ae1e-66670ba7542f.pdf | NO | Plastic | FCC Listed | NO | N/A | NO | NO | YES | NO | NO | N/A | N/A | Wall-Mount or Floor-Mount | YES [2 NON-RECHARGEABLE CR 2032] | 1; EA | NO | NO | NO | NO | PESTICIDE/AEROSOL: NO | CHEMICAL/SOLVENT: NO | Lead: No Mercury: No Silver: No Cadmium: No Chromium: No Barium: No Arsenic: No Selenium: No | PARCEL | 70 | N/A | N/A | N/A | N/A | N/A | N/A | N/A | N/A | BATTERY | N/A | N/A | N/A | NO | N/A | N/A | N/A | N/A | N/A | N/A | N/A | N/A | N/A | N/A | N/A | N/A | N/A | N/A | N/A | N/A | N/A | N/A | N/A | N/A | N/A | N/A | N/A | NO | NO | NO | 2017-06-24 | Mr. Steam Price Book 2017 | N/A
HOMEWIZARD-WH | ACCESSORY | HomeWizard | ACTIVE (ECOM) | Mr. Steam Home Automation Steam System in White for Steam Bath Generator | 767931904318 | 00767931904318 | WHITE | Mr. Steam Home Automation Steam System for Steam Bath Generator | 650 | 455 | 2019-04-01 | Yes | 0.25 | 6.75 | 4.5 | 1.25 | 6.75 x 4.5 x 1.25 | 4 | 10 | 7 | 4 | 10 x 7 x 4 | HomeWizard™ lets you activate your steam shower from almost any location, leveraging the advanced functions of an existing home automation system-your computer or inhome control system. Installers simply connect the single interface module cable to a MrSteam eSeries steam generator and program the unit on the home automation system's console. HomeWizard™ also pairs with the wireless iGenie control. | Pre-heat your steam shower from your smartphone, computer, tablet or in-home control system | Wiring and programming task are quick and straightforward | Connect to your home automation system's programming console | Pairs with the included iGenie fob for hand held start and stop | [6 empty] | N/A | N/A | N/A | N/A | NO | N/A | All eSeries Generators | N/A | N/A | N/A | https://cdn.intelligencebank.com/us/share/B3R/KeX0/21y6/original/steam-logo-white.jpg | http://public2.intelligencebank.com/e2c56f829e1e5d82347c365bf31980f6/ba251fdb55411bdff86b5073271f2f28/HOMEWIZARD-WH.jpg | N/A | N/A | https://vimeo.com/58153234 | https://vimeo.com/58153232 | N/A | N/A | http://prodrep.mrsteam.com/DocumentResources/d1f0ef4a-aa86-4f9f-b8e4-ceba8ace31f3.pdf | N/A | http://prodrep.mrsteam.com/DocumentResources/278f8bd4-e4dd-4dc6-bbf8-9b48e09be4aa.pdf | 1305497 | N/A | UNITED STATES | http://prodrep.mrsteam.com/DocumentResources/d6a61c17-60ee-4efc-b1ec-4fa4cb6c55b8.pdf | 72 HOURS | http://prodrep.mrsteam.com/DocumentResources/ec9e44b2-14ae-4f68-b7ec-f61cdf522d09.pdf | http://prodrep.mrsteam.com/DocumentResources/bab08edb-b47b-470d-bae3-204bcf8d1dbf.pdf | http://prodrep.mrsteam.com/DocumentResources/fb82c221-da8d-4d90-ae1e-66670ba7542f.pdf | YES | Plastic | FCC Listed | NO | N/A | NO | NO | YES | NO | NO | N/A | N/A | Wall-Mount or Floor-Mount | YES [2 NON-RECHARGEABLE CR 2032] | 1; EA | NO | NO | NO | NO | PESTICIDE/AEROSOL: NO | CHEMICAL/SOLVENT: NO | Lead: No Mercury: No Silver: No Cadmium: No Chromium: No Barium: No Arsenic: No Selenium: No | PARCEL | 70 | N/A | N/A | N/A | N/A | N/A | N/A | N/A | N/A | BATTERY | N/A | N/A | N/A | NO | N/A | N/A | N/A | N/A | N/A | N/A | N/A | N/A | N/A | N/A | N/A | N/A | N/A | N/A | N/A | N/A | N/A | N/A | N/A | N/A | N/A | N/A | N/A | NO | NO | NO | 2017-06-24 | Mr. Steam Price Book 2017 | N/A
I3BUTLER2BK | CONTROL PACKAGE | iButler | DISCONTINUED | iButler 2 Package in Black | 767931910906 | 00767931910906 | BLACK | iButler 2 Package includes: (1)iSteam® 3 Touch Screen Control (2) Aroma SteamHead (2) AutoFlush (2) Condensation Pan (1) SteamLinx. For generator models MSSUPER4E to MSSUPER6E | 2900 | 2030 | 2019-04-01 | Yes | 25 | 28 | 13 | 11 | 28 x 13 x 11 | 25 | 28 | 13 | 11 | 28 x 13 x 11 | With the iSteam3 you have total control of every detail of your steaming experience. Housed in a sleek, slimline package, it mounts nearly flush on the wall of your shower. This awardwinning control is the most technologically advanced steam shower control available. | Change temperature & time settings with the touch of a finger | Transform your senses with optional Chromatic Lighting & Aromatic Infusers | Control of your listening experience with AUX, Bluetooth, USB or Radio | Create profiles for custom settings for temperature, time and more | Available in six different languages: English, French, Spanish, Italian, German, and Russian | Have peace of mind with temperature timed shut-offs and passcode protection | Automatically pre-heat your SteamShower so it's ready when you are | Water proof touch screen so technologically advanced it can tell the difference between a drop of water and your finger |  |  | N/A | N/A | N/A | N/A | NO | N/A | All eSeries Generators | 104117-60; MSTS | N/A | N/A | https://cdn.intelligencebank.com/us/share/B3R/KeX0/21y6/original/steam-logo-white.jpg | http://public2.intelligencebank.com/e2c56f829e1e5d82347c365bf31980f6/595f2cc6ed471f683da76adfc160d03d/I3BUTLER2BK.jpg | N/A | N/A | https://vimeo.com/58153234 | https://vimeo.com/58153232 | https://vimeo.com/261124554 | N/A | http://prodrep.mrsteam.com/DocumentResources/d1f0ef4a-aa86-4f9f-b8e4-ceba8ace31f3.pdf | N/A | http://prodrep.mrsteam.com/DocumentResources/278f8bd4-e4dd-4dc6-bbf8-9b48e09be4aa.pdf | 1418911 | N/A | UNITED STATES | http://prodrep.mrsteam.com/DocumentResources/d6a61c17-60ee-4efc-b1ec-4fa4cb6c55b8.pdf | 72 HOURS |  |  | http://prodrep.mrsteam.com/DocumentResources/fb82c221-da8d-4d90-ae1e-66670ba7542f.pdf | YES | Plastic; Metal | N/A | YES | N/A | YES | NO | YES | YES | YES | N/A | N/A | Wall-Mount | NO | 1; EA | NO | NO | NO | NO | PESTICIDE/AEROSOL: NO | CHEMICAL/SOLVENT: NO | Lead: No Mercury: No Silver: No Cadmium: No Chromium: No Barium: No Arsenic: No Selenium: No | PARCEL | 70 | N/A | N/A | N/A | N/A | N/A | N/A | N/A | N/A | HARDWIRED | N/A | N/A | N/A | NO | N/A | N/A | N/A | N/A | N/A | N/A | N/A | N/A | N/A | N/A | N/A | N/A | N/A | N/A | N/A | N/A | N/A | N/A | N/A | N/A | N/A | N/A | N/A | NO | NO | NO | 2017-06-24 | Mr. Steam Price Book 2017 | 4
I3BUTLER2WH | CONTROL PACKAGE | iButler | DISCONTINUED | iButler 2 Package in White | 767931910913 | 00767931910913 | WHITE | iButler 2 Package includes: (1)iSteam® 3 Touch Screen Control (2) Aroma SteamHead (2) AutoFlush (2) Condensation Pan (1) SteamLinx. For generator models MSSUPER4E to MSSUPER6E | 2900 | 2030 | 2019-04-01 | Yes | 25 | 28 | 13 | 11 | 28 x 13 x 11 | 25 | 28 | 13 | 11 | 28 x 13 x 11 | With the iSteam3 you have total control of every detail of your steaming experience. Housed in a sleek, slimline package, it mounts nearly flush on the wall of your shower. This awardwinning control is the most technologically advanced steam shower control available. | Change temperature & time settings with the touch of a finger | Transform your senses with optional Chromatic Lighting & Aromatic Infusers | Control of your listening experience with AUX, Bluetooth, USB or Radio | Create profiles for custom settings for temperature, time and more | Available in six different languages: English, French, Spanish, Italian, German, and Russian | Have peace of mind with temperature timed shut-offs and passcode protection | Automatically pre-heat your SteamShower so it's ready when you are | Water proof touch screen so technologically advanced it can tell the difference between a drop of water and your finger |  |  | N/A | N/A | N/A | N/A | NO | N/A | All eSeries Generators | 104117-60; MSTS | N/A | N/A | https://cdn.intelligencebank.com/us/share/B3R/KeX0/21y6/original/steam-logo-white.jpg | http://public2.intelligencebank.com/e2c56f829e1e5d82347c365bf31980f6/f70e094d4687e165b9a13689bc8bb88f/I3BUTLER2WH.jpg | N/A | N/A | https://vimeo.com/58153234 | https://vimeo.com/58153232 | https://vimeo.com/261124554 | N/A | http://prodrep.mrsteam.com/DocumentResources/d1f0ef4a-aa86-4f9f-b8e4-ceba8ace31f3.pdf | N/A | http://prodrep.mrsteam.com/DocumentResources/278f8bd4-e4dd-4dc6-bbf8-9b48e09be4aa.pdf | 1418911 | N/A | UNITED STATES | http://prodrep.mrsteam.com/DocumentResources/d6a61c17-60ee-4efc-b1ec-4fa4cb6c55b8.pdf | 72 HOURS |  |  | http://prodrep.mrsteam.com/DocumentResources/fb82c221-da8d-4d90-ae1e-66670ba7542f.pdf | YES | Plastic; Metal | N/A | YES | N/A | YES | NO | YES | YES | YES | N/A | N/A | Wall-Mount | NO | 1; EA | NO | NO | NO | NO | PESTICIDE/AEROSOL: NO | CHEMICAL/SOLVENT: NO | Lead: No Mercury: No Silver: No Cadmium: No Chromium: No Barium: No Arsenic: No Selenium: No | PARCEL | 70 | N/A | N/A | N/A | N/A | N/A | N/A | N/A | N/A | HARDWIRED | N/A | N/A | N/A | NO | N/A | N/A | N/A | N/A | N/A | N/A | N/A | N/A | N/A | N/A | N/A | N/A | N/A | N/A | N/A | N/A | N/A | N/A | N/A | N/A | N/A | N/A | N/A | NO | NO | NO | 2017-06-24 | Mr. Steam Price Book 2017 | 4
I3BUTLERBK | CONTROL PACKAGE | iButler | ACTIVE (ECOM) | iButler Package in Black | 767931910883 | 00767931910883 | BLACK | iButler Package includes: (1)iSteam® 3 Touch Screen Control (1) AromaSteam SteamHead (1) AutoFlush (1) Condensation Pan (1) SteamLinx. For generator models MS90 to MSSUPER3E | 2400 | 1680 | 2019-04-01 | Yes | 17 | 28 | 13 | 11 | 28 x 13 x 11 | 17 | 28 | 13 | 11 | 28 x 13 x 11 | With the iSteam3 you have total control of every detail of your steaming experience. Housed in a sleek, slimline package, it mounts nearly flush on the wall of your shower. This awardwinning control is the most technologically advanced steam shower control available. | Change temperature & time settings with the touch of a finger | Transform your senses with optional Chromatic Lighting & Aromatic Infusers | Control of your listening experience with AUX, Bluetooth, USB or Radio | Create profiles for custom settings for temperature, time and more | Available in six different languages: English, French, Spanish, Italian, German, and Russian | Have peace of mind with temperature timed shut-offs and passcode protection | Automatically pre-heat your SteamShower so it's ready when you are | Water proof touch screen so technologically advanced it can tell the difference between a drop of water and your finger |  |  | N/A | N/A | N/A | N/A | NO | N/A | All eSeries Generators | 104117-60; MSTS | N/A | N/A | https://cdn.intelligencebank.com/us/share/B3R/KeX0/21y6/original/steam-logo-white.jpg | https://cdn.intelligencebank.com/us/share/B3R/Mwla/bM76/original/I3BUTLERBK.jpg | N/A | N/A | https://vimeo.com/58153234 | https://vimeo.com/58153232 | https://vimeo.com/261124554 | N/A | http://prodrep.mrsteam.com/DocumentResources/d1f0ef4a-aa86-4f9f-b8e4-ceba8ace31f3.pdf | N/A | http://prodrep.mrsteam.com/DocumentResources/278f8bd4-e4dd-4dc6-bbf8-9b48e09be4aa.pdf | 1418911 | N/A | UNITED STATES | http://prodrep.mrsteam.com/DocumentResources/d6a61c17-60ee-4efc-b1ec-4fa4cb6c55b8.pdf | 72 HOURS | http://prodrep.mrsteam.com/DocumentResources/0ba3a935-5294-4266-8abf-5ba9e19887d8.pdf | http://prodrep.mrsteam.com/DocumentResources/b8ab9d9e-6600-47f2-ab43-6b5b94a7feec.pdf | http://prodrep.mrsteam.com/DocumentResources/fb82c221-da8d-4d90-ae1e-66670ba7542f.pdf | YES | Plastic; Metal | N/A | YES | N/A | YES | NO | YES | YES | YES | N/A | N/A | Wall-Mount | NO | 1; EA | NO | NO | NO | NO | PESTICIDE/AEROSOL: NO | CHEMICAL/SOLVENT: NO | Lead: No Mercury: No Silver: No Cadmium: No Chromium: No Barium: No Arsenic: No Selenium: No | PARCEL | 70 | N/A | N/A | N/A | N/A | N/A | N/A | N/A | N/A | HARDWIRED | N/A | N/A | N/A | NO | N/A | N/A | N/A | N/A | N/A | N/A | N/A | N/A | N/A | N/A | N/A | N/A | N/A | N/A | N/A | N/A | N/A | N/A | N/A | N/A | N/A | N/A | N/A | NO | NO | NO | 2017-06-24 | Mr. Steam Price Book 2017 | 4
I3BUTLERL2BK | CONTROL PACKAGE | iButler Linear | DISCONTINUED | iButler 2 Linear Package in Black | 767931910944 | 00767931910944 | BLACK | iButler 2 Package includes: (1)iSteam® 3 Touch Screen Control (2) Linear SteamHead (2) AutoFlush (2) Condensation Pan (1) SteamLinx. For generator models MSSUPER4E to MSSUPER6E | 3250 | 2275 | 2019-04-01 | Yes | 25 | 28 | 13 | 11 | 28 x 13 x 11 | 25 | 28 | 13 | 11 | 28 x 13 x 11 | With the iSteam3 you have total control of every detail of your steaming experience. Housed in a sleek, slimline package, it mounts nearly flush on the wall of your shower. This awardwinning control is the most technologically advanced steam shower control available. | Change temperature & time settings with the touch of a finger | Transform your senses with optional Chromatic Lighting & Aromatic Infusers | Control of your listening experience with AUX, Bluetooth, USB or Radio | Create profiles for custom settings for temperature, time and more | Available in six different languages: English, French, Spanish, Italian, German, and Russian | Have peace of mind with temperature timed shut-offs and passcode protection | Automatically pre-heat your SteamShower so it's ready when you are | Water proof touch screen so technologically advanced it can tell the difference between a drop of water and your finger |  |  | N/A | N/A | N/A | N/A | NO | N/A | All eSeries Generators | 104117-60; MSTS | N/A | N/A | https://cdn.intelligencebank.com/us/share/B3R/KeX0/21y6/original/steam-logo-white.jpg | http://public2.intelligencebank.com/e2c56f829e1e5d82347c365bf31980f6/ba68465d4680cd649a20b475f1282b82/I3BUTLERL2BK.jpg | N/A | N/A | https://vimeo.com/58153234 | https://vimeo.com/58153232 | https://vimeo.com/261124554 | N/A | http://prodrep.mrsteam.com/DocumentResources/d1f0ef4a-aa86-4f9f-b8e4-ceba8ace31f3.pdf | N/A | http://prodrep.mrsteam.com/DocumentResources/278f8bd4-e4dd-4dc6-bbf8-9b48e09be4aa.pdf | 1418911 | N/A | UNITED STATES | http://prodrep.mrsteam.com/DocumentResources/d6a61c17-60ee-4efc-b1ec-4fa4cb6c55b8.pdf | 72 HOURS |  |  | http://prodrep.mrsteam.com/DocumentResources/fb82c221-da8d-4d90-ae1e-66670ba7542f.pdf | YES | Plastic; Metal | N/A | YES | N/A | YES | NO | YES | YES | YES | N/A | N/A | Wall-Mount | NO | 1; EA | NO | NO | NO | NO | PESTICIDE/AEROSOL: NO | CHEMICAL/SOLVENT: NO | Lead: No Mercury: No Silver: No Cadmium: No Chromium: No Barium: No Arsenic: No Selenium: No | PARCEL | 70 | N/A | N/A | N/A | N/A | N/A | N/A | N/A | N/A | HARDWIRED | N/A | N/A | N/A | NO | N/A | N/A | N/A | N/A | N/A | N/A | N/A | N/A | N/A | N/A | N/A | N/A | N/A | N/A | N/A | N/A | N/A | N/A | N/A | N/A | N/A | N/A | N/A | NO | NO | NO | 2017-06-24 | Mr. Steam Price Book 2017 | 4
I3BUTLERL2WH | CONTROL PACKAGE | iButler Linear | DISCONTINUED | iButler 2 Linear Package in White | 767931910951 | 00767931910951 | WHITE | iButler 2 Package includes: (1)iSteam® 3 Touch Screen Control (2) Linear SteamHead (2) AutoFlush (2) Condensation Pan (1) SteamLinx. For generator models MSSUPER4E to MSSUPER6E | 3250 | 2275 | 2019-04-01 | Yes | 25 | 28 | 13 | 11 | 28 x 13 x 11 | 25 | 28 | 13 | 11 | 28 x 13 x 11 | With the iSteam3 you have total control of every detail of your steaming experience. Housed in a sleek, slimline package, it mounts nearly flush on the wall of your shower. This awardwinning control is the most technologically advanced steam shower control available. | Change temperature & time settings with the touch of a finger | Transform your senses with optional Chromatic Lighting & Aromatic Infusers | Control of your listening experience with AUX, Bluetooth, USB or Radio | Create profiles for custom settings for temperature, time and more | Available in six different languages: English, French, Spanish, Italian, German, and Russian | Have peace of mind with temperature timed shut-offs and passcode protection | Automatically pre-heat your SteamShower so it's ready when you are | Water proof touch screen so technologically advanced it can tell the difference between a drop of water and your finger |  |  | N/A | N/A | N/A | N/A | NO | N/A | All eSeries Generators | 104117-60; MSTS | N/A | N/A | https://cdn.intelligencebank.com/us/share/B3R/KeX0/21y6/original/steam-logo-white.jpg | http://public2.intelligencebank.com/e2c56f829e1e5d82347c365bf31980f6/4b3de18ed2d4228cebda64389503d563/I3BUTLERL2WH.jpg | N/A | N/A | https://vimeo.com/58153234 | https://vimeo.com/58153232 | https://vimeo.com/261124554 | N/A | http://prodrep.mrsteam.com/DocumentResources/d1f0ef4a-aa86-4f9f-b8e4-ceba8ace31f3.pdf | N/A | http://prodrep.mrsteam.com/DocumentResources/278f8bd4-e4dd-4dc6-bbf8-9b48e09be4aa.pdf | 1418911 | N/A | UNITED STATES | http://prodrep.mrsteam.com/DocumentResources/d6a61c17-60ee-4efc-b1ec-4fa4cb6c55b8.pdf | 72 HOURS |  |  | http://prodrep.mrsteam.com/DocumentResources/fb82c221-da8d-4d90-ae1e-66670ba7542f.pdf | YES | Plastic; Metal | N/A | YES | N/A | YES | NO | YES | YES | YES | N/A | N/A | Wall-Mount | NO | 1; EA | NO | NO | NO | NO | PESTICIDE/AEROSOL: NO | CHEMICAL/SOLVENT: NO | Lead: No Mercury: No Silver: No Cadmium: No Chromium: No Barium: No Arsenic: No Selenium: No | PARCEL | 70 | N/A | N/A | N/A | N/A | N/A | N/A | N/A | N/A | HARDWIRED | N/A | N/A | N/A | NO | N/A | N/A | N/A | N/A | N/A | N/A | N/A | N/A | N/A | N/A | N/A | N/A | N/A | N/A | N/A | N/A | N/A | N/A | N/A | N/A | N/A | N/A | N/A | NO | NO | NO | 2017-06-24 | Mr. Steam Price Book 2017 | 4
I3BUTLERLBK | CONTROL PACKAGE | iButler Linear | ACTIVE (ECOM) | iButler Linear Package in Black | 767931910920 | 00767931910920 | BLACK | iButler Package includes: (1)iSteam® 3 Touch Screen Control (1) Linear SteamHead (1) AutoFlush (1) Condensation Pan (1) SteamLinx. For generator models MS90 to MSSUPER3E | 2600 | 1820 | 2019-04-01 | Yes | 17 | 28 | 13 | 11 | 28 x 13 x 11 | 17 | 28 | 13 | 11 | 28 x 13 x 11 | With the iSteam3 you have total control of every detail of your steaming experience. Housed in a sleek, slimline package, it mounts nearly flush on the wall of your shower. This awardwinning control is the most technologically advanced steam shower control available. | Change temperature & time settings with the touch of a finger | Transform your senses with optional Chromatic Lighting & Aromatic Infusers | Control of your listening experience with AUX, Bluetooth, USB or Radio | Create profiles for custom settings for temperature, time and more | Available in six different languages: English, French, Spanish, Italian, German, and Russian | Have peace of mind with temperature timed shut-offs and passcode protection | Automatically pre-heat your SteamShower so it's ready when you are | Water proof touch screen so technologically advanced it can tell the difference between a drop of water and your finger |  |  | N/A | N/A | N/A | N/A | NO | N/A | All eSeries Generators | 104117-60; MSTS | N/A | N/A | https://cdn.intelligencebank.com/us/share/B3R/KeX0/21y6/original/steam-logo-white.jpg | https://cdn.intelligencebank.com/us/share/B3R/Mwla/vK1D/original/I3BUTLERLBK.jpg | N/A | N/A | https://vimeo.com/58153234 | https://vimeo.com/58153232 | https://vimeo.com/261124554 | N/A | http://prodrep.mrsteam.com/DocumentResources/d1f0ef4a-aa86-4f9f-b8e4-ceba8ace31f3.pdf | N/A | http://prodrep.mrsteam.com/DocumentResources/278f8bd4-e4dd-4dc6-bbf8-9b48e09be4aa.pdf | 1418911 | N/A | UNITED STATES | http://prodrep.mrsteam.com/DocumentResources/d6a61c17-60ee-4efc-b1ec-4fa4cb6c55b8.pdf | 72 HOURS | http://prodrep.mrsteam.com/DocumentResources/0ba3a935-5294-4266-8abf-5ba9e19887d8.pdf | http://prodrep.mrsteam.com/DocumentResources/e7a0dfb2-4fbf-4707-bfdb-2bc3c74da5d8.pdf | http://prodrep.mrsteam.com/DocumentResources/fb82c221-da8d-4d90-ae1e-66670ba7542f.pdf | YES | Plastic; Metal | N/A | YES | N/A | YES | NO | YES | YES | YES | N/A | N/A | Wall-Mount | NO | 1; EA | NO | NO | NO | NO | PESTICIDE/AEROSOL: NO | CHEMICAL/SOLVENT: NO | Lead: No Mercury: No Silver: No Cadmium: No Chromium: No Barium: No Arsenic: No Selenium: No | PARCEL | 70 | N/A | N/A | N/A | N/A | N/A | N/A | N/A | N/A | HARDWIRED | N/A | N/A | N/A | NO | N/A | N/A | N/A | N/A | N/A | N/A | N/A | N/A | N/A | N/A | N/A | N/A | N/A | N/A | N/A | N/A | N/A | N/A | N/A | N/A | N/A | N/A | N/A | NO | NO | NO | 2017-06-24 | Mr. Steam Price Book 2017 | 4
I3BUTLERLWH | CONTROL PACKAGE | iButler Linear | ACTIVE (ECOM) | iButler Linear Package in White | 767931910937 | 00767931910937 | WHITE | iButler Package includes: (1)iSteam® 3 Touch Screen Control (1) Linear SteamHead (1) AutoFlush (1) Condensation Pan (1) SteamLinx. For generator models MS90 to MSSUPER3E | 2600 | 1820 | 2019-04-01 | Yes | 17 | 28 | 13 | 11 | 28 x 13 x 11 | 17 | 28 | 13 | 11 | 28 x 13 x 11 | With the iSteam3 you have total control of every detail of your steaming experience. Housed in a sleek, slimline package, it mounts nearly flush on the wall of your shower. This awardwinning control is the most technologically advanced steam shower control available. | Change temperature & time settings with the touch of a finger | Transform your senses with optional Chromatic Lighting & Aromatic Infusers | Control of your listening experience with AUX, Bluetooth, USB or Radio | Create profiles for custom settings for temperature, time and more | Available in six different languages: English, French, Spanish, Italian, German, and Russian | Have peace of mind with temperature timed shut-offs and passcode protection | Automatically pre-heat your SteamShower so it's ready when you are | Water proof touch screen so technologically advanced it can tell the difference between a drop of water and your finger |  |  | N/A | N/A | N/A | N/A | NO | N/A | All eSeries Generators | 104117-60; MSTS | N/A | N/A | https://cdn.intelligencebank.com/us/share/B3R/KeX0/21y6/original/steam-logo-white.jpg | https://cdn.intelligencebank.com/us/share/B3R/Mwla/LwnN/original/I3BUTLERLWH.jpg | N/A | N/A | https://vimeo.com/58153234 | https://vimeo.com/58153232 | https://vimeo.com/261124554 | N/A | http://prodrep.mrsteam.com/DocumentResources/d1f0ef4a-aa86-4f9f-b8e4-ceba8ace31f3.pdf | N/A | http://prodrep.mrsteam.com/DocumentResources/278f8bd4-e4dd-4dc6-bbf8-9b48e09be4aa.pdf | 1418911 | N/A | UNITED STATES | http://prodrep.mrsteam.com/DocumentResources/d6a61c17-60ee-4efc-b1ec-4fa4cb6c55b8.pdf | 72 HOURS | http://prodrep.mrsteam.com/DocumentResources/0ba3a935-5294-4266-8abf-5ba9e19887d8.pdf | http://prodrep.mrsteam.com/DocumentResources/e7a0dfb2-4fbf-4707-bfdb-2bc3c74da5d8.pdf | http://prodrep.mrsteam.com/DocumentResources/fb82c221-da8d-4d90-ae1e-66670ba7542f.pdf | YES | Plastic; Metal | N/A | YES | N/A | YES | NO | YES | YES | YES | N/A | N/A | Wall-Mount | NO | 1; EA | NO | NO | NO | NO | PESTICIDE/AEROSOL: NO | CHEMICAL/SOLVENT: NO | Lead: No Mercury: No Silver: No Cadmium: No Chromium: No Barium: No Arsenic: No Selenium: No | PARCEL | 70 | N/A | N/A | N/A | N/A | N/A | N/A | N/A | N/A | HARDWIRED | N/A | N/A | N/A | NO | N/A | N/A | N/A | N/A | N/A | N/A | N/A | N/A | N/A | N/A | N/A | N/A | N/A | N/A | N/A | N/A | N/A | N/A | N/A | N/A | N/A | N/A | N/A | NO | NO | NO | 2017-06-24 | Mr. Steam Price Book 2017 | 4
I3BUTLERWH | CONTROL PACKAGE | iButler | ACTIVE (ECOM) | iButler Package in White | 767931910890 | 00767931910890 | WHITE | iButler Package includes: (1)iSteam® 3 Touch Screen Control (1) AromaSteam SteamHead (1) AutoFlush (1) Condensation Pan (1) SteamLinx. For generator models MS90 to MSSUPER3E | 2400 | 1680 | 2019-04-01 | Yes | 17 | 28 | 13 | 11 | 28 x 13 x 11 | 17 | 28 | 13 | 11 | 28 x 13 x 11 | With the iSteam3 you have total control of every detail of your steaming experience. Housed in a sleek, slimline package, it mounts nearly flush on the wall of your shower. This awardwinning control is the most technologically advanced steam shower control available. | Change temperature & time settings with the touch of a finger | Transform your senses with optional Chromatic Lighting & Aromatic Infusers | Control of your listening experience with AUX, Bluetooth, USB or Radio | Create profiles for custom settings for temperature, time and more | Available in six different languages: English, French, Spanish, Italian, German, and Russian | Have peace of mind with temperature timed shut-offs and passcode protection | Automatically pre-heat your SteamShower so it's ready when you are | Water proof touch screen so technologically advanced it can tell the difference between a drop of water and your finger |  |  | N/A | N/A | N/A | N/A | NO | N/A | All eSeries Generators | 104117-60; MSTS | N/A | N/A | https://cdn.intelligencebank.com/us/share/B3R/KeX0/21y6/original/steam-logo-white.jpg | https://cdn.intelligencebank.com/us/share/B3R/Mwla/nVlv/original/I3BUTLERWH.jpg | N/A | N/A | https://vimeo.com/58153234 | https://vimeo.com/58153232 | https://vimeo.com/261124554 | N/A | http://prodrep.mrsteam.com/DocumentResources/d1f0ef4a-aa86-4f9f-b8e4-ceba8ace31f3.pdf | N/A | http://prodrep.mrsteam.com/DocumentResources/278f8bd4-e4dd-4dc6-bbf8-9b48e09be4aa.pdf | 1418911 | N/A | UNITED STATES | http://prodrep.mrsteam.com/DocumentResources/d6a61c17-60ee-4efc-b1ec-4fa4cb6c55b8.pdf | 72 HOURS | http://prodrep.mrsteam.com/DocumentResources/0ba3a935-5294-4266-8abf-5ba9e19887d8.pdf | http://prodrep.mrsteam.com/DocumentResources/b8ab9d9e-6600-47f2-ab43-6b5b94a7feec.pdf | http://prodrep.mrsteam.com/DocumentResources/fb82c221-da8d-4d90-ae1e-66670ba7542f.pdf | YES | Plastic; Metal | N/A | YES | N/A | YES | NO | YES | YES | YES | N/A | N/A | Wall-Mount | NO | 1; EA | NO | NO | NO | NO | PESTICIDE/AEROSOL: NO | CHEMICAL/SOLVENT: NO | Lead: No Mercury: No Silver: No Cadmium: No Chromium: No Barium: No Arsenic: No Selenium: No | PARCEL | 70 | N/A | N/A | N/A | N/A | N/A | N/A | N/A | N/A | HARDWIRED | N/A | N/A | N/A | NO | N/A | N/A | N/A | N/A | N/A | N/A | N/A | N/A | N/A | N/A | N/A | N/A | N/A | N/A | N/A | N/A | N/A | N/A | N/A | N/A | N/A | N/A | N/A | NO | NO | NO | 2017-06-24 | Mr. Steam Price Book 2017 | 4
I3DREAM2BK | CONTROL PACKAGE | iDream | DISCONTINUED | iDream 2 Package Black | 767931911026 | 00767931911026 | BLACK | iDream 2 Package® includes: (1) iSteam®3 Touch Screen Control (2) Linear SteamHead (1) SteamLinx (2) AutoFlush® (2) Condensation Pan (1) AromaSteam Oil Delivery System (1) ChromaSteam Mood Lighting System (1) AudioSteam3 System (1) Pair of Square In-shower Music Therapy® Speakers (1) Liter Eucalyptus Oil . For generator models MSSUPER4E to MSSUPER6E | 5800 | 4060 | 2019-04-01 | Yes | 52 | 27 | 22 | 18 | 27 x 22 x 18 | 52 | 27 | 22 | 18 | 27 x 22 x 18 | With the iSteam3 you have total control of every detail of your steaming experience. Housed in a sleek, slimline package, it mounts nearly flush on the wall of your shower. This awardwinning control is the most technologically advanced steam shower control available. | Change temperature & time settings with the touch of a finger | Transform your senses with optional Chromatic Lighting & Aromatic Infusers | Control of your listening experience with AUX, Bluetooth, USB or Radio | Create profiles for custom settings for temperature, time and more | Available in six different languages: English, French, Spanish, Italian, German, and Russian | Have peace of mind with temperature timed shut-offs and passcode protection | Automatically pre-heat your SteamShower so it's ready when you are | Water proof touch screen so technologically advanced it can tell the difference between a drop of water and your finger |  |  | N/A | N/A | N/A | N/A | NO | N/A | All eSeries Generators | 104117-60; MSTS | N/A | N/A | https://cdn.intelligencebank.com/us/share/B3R/KeX0/21y6/original/steam-logo-white.jpg | http://public2.intelligencebank.com/e2c56f829e1e5d82347c365bf31980f6/b365708a0f66124b4f00716431c3f40c/I3DREAM2BK.jpg | N/A | N/A | https://vimeo.com/58153234 | https://vimeo.com/58153232 | https://vimeo.com/68320916 | N/A | http://prodrep.mrsteam.com/DocumentResources/d1f0ef4a-aa86-4f9f-b8e4-ceba8ace31f3.pdf | N/A | http://prodrep.mrsteam.com/DocumentResources/278f8bd4-e4dd-4dc6-bbf8-9b48e09be4aa.pdf | 1418828 | N/A | UNITED STATES | http://prodrep.mrsteam.com/DocumentResources/d6a61c17-60ee-4efc-b1ec-4fa4cb6c55b8.pdf | 72 HOURS |  |  | http://prodrep.mrsteam.com/DocumentResources/fb82c221-da8d-4d90-ae1e-66670ba7542f.pdf | YES | Plastic; Metal | N/A | YES | N/A | YES | NO | YES | YES | YES | N/A | N/A | Wall-Mount | NO | 1; EA | NO | NO | NO | NO | PESTICIDE/AEROSOL: NO | CHEMICAL/SOLVENT: NO | Lead: No Mercury: No Silver: No Cadmium: No Chromium: No Barium: No Arsenic: No Selenium: No | PARCEL | 70 | N/A | N/A | N/A | N/A | N/A | N/A | N/A | N/A | HARDWIRED | N/A | N/A | N/A | NO | N/A | N/A | N/A | N/A | N/A | N/A | N/A | N/A | N/A | N/A | N/A | N/A | N/A | N/A | N/A | N/A | N/A | N/A | N/A | N/A | N/A | N/A | N/A | NO | YES | NO | 2017-06-24 | Mr. Steam Price Book 2017 | 4
I3DREAM2WH | CONTROL PACKAGE | iDream | DISCONTINUED | iDream 2 Package White | 767931911033 | 00767931911033 | WHITE | iDream 2 Package® includes: (1) iSteam®3 Touch Screen Control (2) Linear SteamHead (1) SteamLinx (2) AutoFlush® (2) Condensation Pan (1) AromaSteam Oil Delivery System (1) ChromaSteam Mood Lighting System (1) AudioSteam3 System (1) Pair of Square In-shower Music Therapy® Speakers (1) Liter Eucalyptus Oil . For generator models MSSUPER4E to MSSUPER6E | 5800 | 4060 | 2019-04-01 | Yes | 52 | 27 | 22 | 18 | 27 x 22 x 18 | 52 | 27 | 22 | 18 | 27 x 22 x 18 | With the iSteam3 you have total control of every detail of your steaming experience. Housed in a sleek, slimline package, it mounts nearly flush on the wall of your shower. This awardwinning control is the most technologically advanced steam shower control available. | Change temperature & time settings with the touch of a finger | Transform your senses with optional Chromatic Lighting & Aromatic Infusers | Control of your listening experience with AUX, Bluetooth, USB or Radio | Create profiles for custom settings for temperature, time and more | Available in six different languages: English, French, Spanish, Italian, German, and Russian | Have peace of mind with temperature timed shut-offs and passcode protection | Automatically pre-heat your SteamShower so it's ready when you are | Water proof touch screen so technologically advanced it can tell the difference between a drop of water and your finger |  |  | N/A | N/A | N/A | N/A | NO | N/A | All eSeries Generators | 104117-60; MSTS | N/A | N/A | https://cdn.intelligencebank.com/us/share/B3R/KeX0/21y6/original/steam-logo-white.jpg | http://public2.intelligencebank.com/e2c56f829e1e5d82347c365bf31980f6/75814bb0970012d54b59c7a48ea6e22a/I3DREAM2WH.jpg | N/A | N/A | https://vimeo.com/58153234 | https://vimeo.com/58153232 | https://vimeo.com/68320916 | N/A | http://prodrep.mrsteam.com/DocumentResources/d1f0ef4a-aa86-4f9f-b8e4-ceba8ace31f3.pdf | N/A | http://prodrep.mrsteam.com/DocumentResources/278f8bd4-e4dd-4dc6-bbf8-9b48e09be4aa.pdf | 1418828 | N/A | UNITED STATES | http://prodrep.mrsteam.com/DocumentResources/d6a61c17-60ee-4efc-b1ec-4fa4cb6c55b8.pdf | 72 HOURS |  |  | http://prodrep.mrsteam.com/DocumentResources/fb82c221-da8d-4d90-ae1e-66670ba7542f.pdf | YES | Plastic; Metal | N/A | YES | N/A | YES | NO | YES | YES | YES | N/A | N/A | Wall-Mount | NO | 1; EA | NO | NO | NO | NO | PESTICIDE/AEROSOL: NO | CHEMICAL/SOLVENT: NO | Lead: No Mercury: No Silver: No Cadmium: No Chromium: No Barium: No Arsenic: No Selenium: No | PARCEL | 70 | N/A | N/A | N/A | N/A | N/A | N/A | N/A | N/A | HARDWIRED | N/A | N/A | N/A | NO | N/A | N/A | N/A | N/A | N/A | N/A | N/A | N/A | N/A | N/A | N/A | N/A | N/A | N/A | N/A | N/A | N/A | N/A | N/A | N/A | N/A | N/A | N/A | NO | YES | NO | 2017-06-24 | Mr. Steam Price Book 2017 | 4
I3DREAMBK | CONTROL PACKAGE | iDream | ACTIVE (ECOM) | iDream Package Black | 767931911002 | 00767931911002 | BLACK | iDream Package® includes: (1) iSteam®3 Touch Screen Control in black (1) AromaSteam SteamHead in black (1) SteamLinx (1) AutoFlush® (1) Condensation Pan (1) AromaSteam Oil Delivery System (1) ChromaSteam3 Mood Lighting System (1) AudioSteam3 System (1) Pair of Square In-shower Music Therapy® Speakers in black (1) Liter Eucalyptus Oil with caddy. For generator models MS90E to MSSUPER3 | 5300 | 3710 | 2019-04-01 | Yes | 48 | 27 | 22 | 18 | 27 x 22 x 18 | 48 | 27 | 22 | 18 | 27 x 22 x 18 | With the iSteam3 you have total control of every detail of your steaming experience. Housed in a sleek, slimline package, it mounts nearly flush on the wall of your shower. This awardwinning control is the most technologically advanced steam shower control available. | Change temperature & time settings with the touch of a finger | Transform your senses with optional Chromatic Lighting & Aromatic Infusers | Control of your listening experience with AUX, Bluetooth, USB or Radio | Create profiles for custom settings for temperature, time and more | Available in six different languages: English, French, Spanish, Italian, German, and Russian | Have peace of mind with temperature timed shut-offs and passcode protection | Automatically pre-heat your SteamShower so it's ready when you are | Water proof touch screen so technologically advanced it can tell the difference between a drop of water and your finger |  |  | N/A | N/A | N/A | N/A | NO | N/A | All eSeries Generators | 104117-60; MSTS | N/A | N/A | https://cdn.intelligencebank.com/us/share/B3R/KeX0/21y6/original/steam-logo-white.jpg | https://cdn.intelligencebank.com/us/share/B3R/XMl9/dMrA/original/I3DREAMBK.jpg | N/A | N/A | https://vimeo.com/58153234 | https://vimeo.com/58153232 | https://vimeo.com/68320916 | N/A | http://prodrep.mrsteam.com/DocumentResources/d1f0ef4a-aa86-4f9f-b8e4-ceba8ace31f3.pdf | N/A | http://prodrep.mrsteam.com/DocumentResources/278f8bd4-e4dd-4dc6-bbf8-9b48e09be4aa.pdf | 1418828 | N/A | UNITED STATES | http://prodrep.mrsteam.com/DocumentResources/d6a61c17-60ee-4efc-b1ec-4fa4cb6c55b8.pdf | 72 HOURS | http://prodrep.mrsteam.com/DocumentResources/de6e4d8f-4fe9-49a4-b43a-07562a1d68a7.pdf | http://prodrep.mrsteam.com/DocumentResources/bf61af2a-e447-4f01-8aa1-7c31977a7bf2.pdf | http://prodrep.mrsteam.com/DocumentResources/fb82c221-da8d-4d90-ae1e-66670ba7542f.pdf | YES | Plastic; Metal | N/A | YES | N/A | YES | NO | YES | YES | YES | N/A | N/A | Wall-Mount | NO | 1; EA | NO | NO | NO | NO | PESTICIDE/AEROSOL: NO | CHEMICAL/SOLVENT: NO | Lead: No Mercury: No Silver: No Cadmium: No Chromium: No Barium: No Arsenic: No Selenium: No | PARCEL | 70 | N/A | N/A | N/A | N/A | N/A | N/A | N/A | N/A | HARDWIRED | N/A | N/A | N/A | NO | N/A | N/A | N/A | N/A | N/A | N/A | N/A | N/A | N/A | N/A | N/A | N/A | N/A | N/A | N/A | N/A | N/A | N/A | N/A | N/A | N/A | N/A | N/A | NO | YES | NO | 2017-06-24 | Mr. Steam Price Book 2017 | 4
I3DREAML2BK | CONTROL PACKAGE | iDream Linear | DISCONTINUED | iDream 2 Linear Package Black | 767931911064 | 00767931911064 | BLACK | iDream 2 Package® includes: (1) iSteam®3 Touch Screen Control (2) Linear SteamHead (1) SteamLinx (2) AutoFlush® (2) Condensation Pan (1) AromaSteam Oil Delivery System (1) ChromaSteam Mood Lighting System (1) AudioSteam3 System (1) Pair of Square In-shower Music Therapy® Speakers (1) Liter Eucalyptus Oil . For generator models MSSUPER4E to MSSUPER6E | 6000 | 4200 | 2019-04-01 | Yes | 54 | 27 | 22 | 18 | 27 x 22 x 18 | 54 | 27 | 22 | 18 | 27 x 22 x 18 | With the iSteam3 you have total control of every detail of your steaming experience. Housed in a sleek, slimline package, it mounts nearly flush on the wall of your shower. This awardwinning control is the most technologically advanced steam shower control available. | Change temperature & time settings with the touch of a finger | Transform your senses with optional Chromatic Lighting & Aromatic Infusers | Control of your listening experience with AUX, Bluetooth, USB or Radio | Create profiles for custom settings for temperature, time and more | Available in six different languages: English, French, Spanish, Italian, German, and Russian | Have peace of mind with temperature timed shut-offs and passcode protection | Automatically pre-heat your SteamShower so it's ready when you are | Water proof touch screen so technologically advanced it can tell the difference between a drop of water and your finger |  |  | N/A | N/A | N/A | N/A | NO | N/A | All eSeries Generators | 104117-60; MSTS | N/A | N/A | https://cdn.intelligencebank.com/us/share/B3R/KeX0/21y6/original/steam-logo-white.jpg | http://public2.intelligencebank.com/e2c56f829e1e5d82347c365bf31980f6/efb67bf6a86b70882d9686e62ebaeb5a/I3DREAML2BK.jpg | N/A | N/A | https://vimeo.com/58153234 | https://vimeo.com/58153232 | https://vimeo.com/68320916 | N/A | http://prodrep.mrsteam.com/DocumentResources/d1f0ef4a-aa86-4f9f-b8e4-ceba8ace31f3.pdf | N/A | http://prodrep.mrsteam.com/DocumentResources/278f8bd4-e4dd-4dc6-bbf8-9b48e09be4aa.pdf | 1418828 | N/A | UNITED STATES | http://prodrep.mrsteam.com/DocumentResources/d6a61c17-60ee-4efc-b1ec-4fa4cb6c55b8.pdf | 72 HOURS |  |  | http://prodrep.mrsteam.com/DocumentResources/fb82c221-da8d-4d90-ae1e-66670ba7542f.pdf | YES | Plastic; Metal | N/A | YES | N/A | YES | NO | YES | YES | YES | N/A | N/A | Wall-Mount | NO | 1; EA | NO | NO | NO | NO | PESTICIDE/AEROSOL: NO | CHEMICAL/SOLVENT: NO | Lead: No Mercury: No Silver: No Cadmium: No Chromium: No Barium: No Arsenic: No Selenium: No | PARCEL | 70 | N/A | N/A | N/A | N/A | N/A | N/A | N/A | N/A | HARDWIRED | N/A | N/A | N/A | NO | N/A | N/A | N/A | N/A | N/A | N/A | N/A | N/A | N/A | N/A | N/A | N/A | N/A | N/A | N/A | N/A | N/A | N/A | N/A | N/A | N/A | N/A | N/A | NO | YES | NO | 2017-06-24 | Mr. Steam Price Book 2017 | 4
I3DREAML2WH | CONTROL PACKAGE | iDream Linear | DISCONTINUED | iDream 2 Linear Package White | 767931911071 | 00767931911071 | WHITE | iDream 2 Package® includes: (1) iSteam®3 Touch Screen Control (2) Linear SteamHead (1) SteamLinx (2) AutoFlush® (2) Condensation Pan (1) AromaSteam Oil Delivery System (1) ChromaSteam Mood Lighting System (1) AudioSteam3 System (1) Pair of Square In-shower Music Therapy® Speakers (1) Liter Eucalyptus Oil . For generator models MSSUPER4E to MSSUPER6E | 6000 | 4200 | 2019-04-01 | Yes | 54 | 27 | 22 | 18 | 27 x 22 x 18 | 54 | 27 | 22 | 18 | 27 x 22 x 18 | With the iSteam3 you have total control of every detail of your steaming experience. Housed in a sleek, slimline package, it mounts nearly flush on the wall of your shower. This awardwinning control is the most technologically advanced steam shower control available. | Change temperature & time settings with the touch of a finger | Transform your senses with optional Chromatic Lighting & Aromatic Infusers | Control of your listening experience with AUX, Bluetooth, USB or Radio | Create profiles for custom settings for temperature, time and more | Available in six different languages: English, French, Spanish, Italian, German, and Russian | Have peace of mind with temperature timed shut-offs and passcode protection | Automatically pre-heat your SteamShower so it's ready when you are | Water proof touch screen so technologically advanced it can tell the difference between a drop of water and your finger |  |  | N/A | N/A | N/A | N/A | NO | N/A | All eSeries Generators | 104117-60; MSTS | N/A | N/A | https://cdn.intelligencebank.com/us/share/B3R/KeX0/21y6/original/steam-logo-white.jpg | http://public2.intelligencebank.com/e2c56f829e1e5d82347c365bf31980f6/7abd449cd442f196aade56d50098a109/I3DREAML2WH.jpg | N/A | N/A | https://vimeo.com/58153234 | https://vimeo.com/58153232 | https://vimeo.com/68320916 | N/A | http://prodrep.mrsteam.com/DocumentResources/d1f0ef4a-aa86-4f9f-b8e4-ceba8ace31f3.pdf | N/A | http://prodrep.mrsteam.com/DocumentResources/278f8bd4-e4dd-4dc6-bbf8-9b48e09be4aa.pdf | 1418828 | N/A | UNITED STATES | http://prodrep.mrsteam.com/DocumentResources/d6a61c17-60ee-4efc-b1ec-4fa4cb6c55b8.pdf | 72 HOURS |  |  | http://prodrep.mrsteam.com/DocumentResources/fb82c221-da8d-4d90-ae1e-66670ba7542f.pdf | YES | Plastic; Metal | N/A | YES | N/A | YES | NO | YES | YES | YES | N/A | N/A | Wall-Mount | NO | 1; EA | NO | NO | NO | NO | PESTICIDE/AEROSOL: NO | CHEMICAL/SOLVENT: NO | Lead: No Mercury: No Silver: No Cadmium: No Chromium: No Barium: No Arsenic: No Selenium: No | PARCEL | 70 | N/A | N/A | N/A | N/A | N/A | N/A | N/A | N/A | HARDWIRED | N/A | N/A | N/A | NO | N/A | N/A | N/A | N/A | N/A | N/A | N/A | N/A | N/A | N/A | N/A | N/A | N/A | N/A | N/A | N/A | N/A | N/A | N/A | N/A | N/A | N/A | N/A | NO | YES | NO | 2017-06-24 | Mr. Steam Price Book 2017 | 4
I3DREAMLBK | CONTROL PACKAGE | iDream Linear | ACTIVE (ECOM) | iDream Linear Package Black | 767931911040 | 00767931911040 | BLACK | iDream Package® includes: (1) iSteam®3 Touch Screen Control in black (1) 16" Linear SteamHead (1) SteamLinx (1) AutoFlush® (1) Condensation Pan (1) AromaSteam Oil Delivery System (1) ChromaSteam3 Mood Lighting System (1) AudioSteam3 System (1) Pair of Square In-shower Music Therapy® Speakers in black (1) Liter Eucalyptus Oil with Caddy. For generator models MS90E to MSSUPER3 | 5500 | 3850 | 2019-04-01 | Yes | 50 | 27 | 22 | 18 | 27 x 22 x 18 | 50 | 27 | 22 | 18 | 27 x 22 x 18 | With the iSteam3 you have total control of every detail of your steaming experience. Housed in a sleek, slimline package, it mounts nearly flush on the wall of your shower. This awardwinning control is the most technologically advanced steam shower control available. | Change temperature & time settings with the touch of a finger | Transform your senses with optional Chromatic Lighting & Aromatic Infusers | Control of your listening experience with AUX, Bluetooth, USB or Radio | Create profiles for custom settings for temperature, time and more | Available in six different languages: English, French, Spanish, Italian, German, and Russian | Have peace of mind with temperature timed shut-offs and passcode protection | Automatically pre-heat your SteamShower so it's ready when you are | Water proof touch screen so technologically advanced it can tell the difference between a drop of water and your finger |  |  | N/A | N/A | N/A | N/A | NO | N/A | All eSeries Generators | 104117-60; MSTS | N/A | N/A | https://cdn.intelligencebank.com/us/share/B3R/KeX0/21y6/original/steam-logo-white.jpg | https://cdn.intelligencebank.com/us/share/B3R/XMl9/zK1G/original/I3DREAMLBK.jpg | N/A | N/A | https://vimeo.com/58153234 | https://vimeo.com/58153232 | https://vimeo.com/68320916 | N/A | http://prodrep.mrsteam.com/DocumentResources/d1f0ef4a-aa86-4f9f-b8e4-ceba8ace31f3.pdf | N/A | http://prodrep.mrsteam.com/DocumentResources/278f8bd4-e4dd-4dc6-bbf8-9b48e09be4aa.pdf | 1418828 | N/A | UNITED STATES | http://prodrep.mrsteam.com/DocumentResources/d6a61c17-60ee-4efc-b1ec-4fa4cb6c55b8.pdf | 72 HOURS | http://prodrep.mrsteam.com/DocumentResources/de6e4d8f-4fe9-49a4-b43a-07562a1d68a7.pdf | http://prodrep.mrsteam.com/DocumentResources/357d97b5-f5d6-47c7-96b3-96d9399291a5.pdf | http://prodrep.mrsteam.com/DocumentResources/fb82c221-da8d-4d90-ae1e-66670ba7542f.pdf | YES | Plastic; Metal | N/A | YES | N/A | YES | NO | YES | YES | YES | N/A | N/A | Wall-Mount | NO | 1; EA | NO | NO | NO | NO | PESTICIDE/AEROSOL: NO | CHEMICAL/SOLVENT: NO | Lead: No Mercury: No Silver: No Cadmium: No Chromium: No Barium: No Arsenic: No Selenium: No | PARCEL | 70 | N/A | N/A | N/A | N/A | N/A | N/A | N/A | N/A | HARDWIRED | N/A | N/A | N/A | NO | N/A | N/A | N/A | N/A | N/A | N/A | N/A | N/A | N/A | N/A | N/A | N/A | N/A | N/A | N/A | N/A | N/A | N/A | N/A | N/A | N/A | N/A | N/A | NO | YES | NO | 2017-06-24 | Mr. Steam Price Book 2017 | 4
I3DREAMLWH | CONTROL PACKAGE | iDream Linear | ACTIVE (ECOM) | iDream Linear Package White | 767931911057 | 00767931911057 | WHITE | iDream Package® includes: (1) iSteam®3 Touch Screen Control in white (1) 16" Linear SteamHead (1) SteamLinx (1) AutoFlush® (1) Condensation Pan (1) AromaSteam Oil Delivery System (1) ChromaSteam3 Mood Lighting System (1) AudioSteam3 System (1) Pair of Square In-shower Music Therapy® Speakers in white (1) Liter Eucalyptus Oil with Caddy. For generator models MS90E to MSSUPER3 | 5500 | 3850 | 2019-04-01 | Yes | 50 | 27 | 22 | 18 | 27 x 22 x 18 | 50 | 27 | 22 | 18 | 27 x 22 x 18 | With the iSteam3 you have total control of every detail of your steaming experience. Housed in a sleek, slimline package, it mounts nearly flush on the wall of your shower. This awardwinning control is the most technologically advanced steam shower control available. | Change temperature & time settings with the touch of a finger | Transform your senses with optional Chromatic Lighting & Aromatic Infusers | Control of your listening experience with AUX, Bluetooth, USB or Radio | Create profiles for custom settings for temperature, time and more | Available in six different languages: English, French, Spanish, Italian, German, and Russian | Have peace of mind with temperature timed shut-offs and passcode protection | Automatically pre-heat your SteamShower so it's ready when you are | Water proof touch screen so technologically advanced it can tell the difference between a drop of water and your finger |  |  | N/A | N/A | N/A | N/A | NO | N/A | All eSeries Generators | 104117-60; MSTS | N/A | N/A | https://cdn.intelligencebank.com/us/share/B3R/KeX0/21y6/original/steam-logo-white.jpg | https://cdn.intelligencebank.com/us/share/B3R/XMl9/gMKP/original/I3DREAMLWH.jpg | N/A | N/A | https://vimeo.com/58153234 | https://vimeo.com/58153232 | https://vimeo.com/68320916 | N/A | http://prodrep.mrsteam.com/DocumentResources/d1f0ef4a-aa86-4f9f-b8e4-ceba8ace31f3.pdf | N/A | http://prodrep.mrsteam.com/DocumentResources/278f8bd4-e4dd-4dc6-bbf8-9b48e09be4aa.pdf | 1418828 | N/A | UNITED STATES | http://prodrep.mrsteam.com/DocumentResources/d6a61c17-60ee-4efc-b1ec-4fa4cb6c55b8.pdf | 72 HOURS | http://prodrep.mrsteam.com/DocumentResources/de6e4d8f-4fe9-49a4-b43a-07562a1d68a7.pdf | http://prodrep.mrsteam.com/DocumentResources/357d97b5-f5d6-47c7-96b3-96d9399291a5.pdf | http://prodrep.mrsteam.com/DocumentResources/fb82c221-da8d-4d90-ae1e-66670ba7542f.pdf | YES | Plastic; Metal | N/A | YES | N/A | YES | NO | YES | YES | YES | N/A | N/A | Wall-Mount | NO | 1; EA | NO | NO | NO | NO | PESTICIDE/AEROSOL: NO | CHEMICAL/SOLVENT: NO | Lead: No Mercury: No Silver: No Cadmium: No Chromium: No Barium: No Arsenic: No Selenium: No | PARCEL | 70 | N/A | N/A | N/A | N/A | N/A | N/A | N/A | N/A | HARDWIRED | N/A | N/A | N/A | NO | N/A | N/A | N/A | N/A | N/A | N/A | N/A | N/A | N/A | N/A | N/A | N/A | N/A | N/A | N/A | N/A | N/A | N/A | N/A | N/A | N/A | N/A | N/A | NO | YES | NO | 2017-06-24 | Mr. Steam Price Book 2017 | 4
I3DREAMWH | CONTROL PACKAGE | iDream | ACTIVE (ECOM) | iDream Package White | 767931911019 | 00767931911019 | WHITE | iDream Package® includes: (1) iSteam®3 Touch Screen Control in white (1) AromaSteam SteamHead in white (1) SteamLinx (1) AutoFlush® (1) Condensation Pan (1) AromaSteam Oil Delivery System (1) ChromaSteam3 Mood Lighting System (1) AudioSteam3 System (1) Pair of Square In-shower Music Therapy® Speakers in white (1) Liter Eucalyptus Oil with caddy. For generator models MS90E to MSSUPER3 | 5300 | 3710 | 2019-04-01 | Yes | 48 | 27 | 22 | 18 | 27 x 22 x 18 | 48 | 27 | 22 | 18 | 27 x 22 x 18 | With the iSteam3 you have total control of every detail of your steaming experience. Housed in a sleek, slimline package, it mounts nearly flush on the wall of your shower. This awardwinning control is the most technologically advanced steam shower control available. | Change temperature & time settings with the touch of a finger | Transform your senses with optional Chromatic Lighting & Aromatic Infusers | Control of your listening experience with AUX, Bluetooth, USB or Radio | Create profiles for custom settings for temperature, time and more | Available in six different languages: English, French, Spanish, Italian, German, and Russian | Have peace of mind with temperature timed shut-offs and passcode protection | Automatically pre-heat your SteamShower so it's ready when you are | Water proof touch screen so technologically advanced it can tell the difference between a drop of water and your finger |  |  | N/A | N/A | N/A | N/A | NO | N/A | All eSeries Generators | 104117-60; MSTS | N/A | N/A | https://cdn.intelligencebank.com/us/share/B3R/KeX0/21y6/original/steam-logo-white.jpg | https://cdn.intelligencebank.com/us/share/B3R/XMl9/JwLz/original/I3DREAMWH.jpg | N/A | N/A | https://vimeo.com/58153234 | https://vimeo.com/58153232 | https://vimeo.com/68320916 | N/A | http://prodrep.mrsteam.com/DocumentResources/d1f0ef4a-aa86-4f9f-b8e4-ceba8ace31f3.pdf | N/A | http://prodrep.mrsteam.com/DocumentResources/278f8bd4-e4dd-4dc6-bbf8-9b48e09be4aa.pdf | 1418828 | N/A | UNITED STATES | http://prodrep.mrsteam.com/DocumentResources/d6a61c17-60ee-4efc-b1ec-4fa4cb6c55b8.pdf | 72 HOURS | http://prodrep.mrsteam.com/DocumentResources/de6e4d8f-4fe9-49a4-b43a-07562a1d68a7.pdf | http://prodrep.mrsteam.com/DocumentResources/bf61af2a-e447-4f01-8aa1-7c31977a7bf2.pdf | http://prodrep.mrsteam.com/DocumentResources/fb82c221-da8d-4d90-ae1e-66670ba7542f.pdf | YES | Plastic; Metal | N/A | YES | N/A | YES | NO | YES | YES | YES | N/A | N/A | Wall-Mount | NO | 1; EA | NO | NO | NO | NO | PESTICIDE/AEROSOL: NO | CHEMICAL/SOLVENT: NO | Lead: No Mercury: No Silver: No Cadmium: No Chromium: No Barium: No Arsenic: No Selenium: No | PARCEL | 70 | N/A | N/A | N/A | N/A | N/A | N/A | N/A | N/A | HARDWIRED | N/A | N/A | N/A | NO | N/A | N/A | N/A | N/A | N/A | N/A | N/A | N/A | N/A | N/A | N/A | N/A | N/A | N/A | N/A | N/A | N/A | N/A | N/A | N/A | N/A | N/A | N/A | NO | YES | NO | 2017-06-24 | Mr. Steam Price Book 2017 | 4
ISTEAM3-BK | CONTROL | iSteam | ACTIVE (ECOM) | iSteam® 3 Steam Shower Control in Black | 767931909733 | 00767931909733 | BLACK | iSteam® 3 Touch Screen Control in Black | 1500 | 1050 | 2019-04-01 | Yes | 0.7 | 4.5 | 6.125 | 1.375 | 4.5 x 6.125 x 1.375 | 8 | 13 | 11 | 7 | 13 x 11 x 7 | With the iSteam3 you have total control of every detail of your steaming experience. Housed in a sleek, slimline package, it mounts nearly flush on the wall of your shower. This awardwinning control is the most technologically advanced steam shower control available. | Change temperature & time settings with the touch of a finger | Transform your senses with optional Chromatic Lighting & Aromatic Infusers | Control of your listening experience with AUX, Bluetooth, USB or Radio | Create profiles for custom settings for temperature, time and more | Available in six different languages: English, French, Spanish, Italian, German, and Russian | Have peace of mind with temperature timed shut-offs and passcode protection | Automatically pre-heat your SteamShower so it's ready when you are | Water proof touch screen so technologically advanced it can tell the difference between a drop of water and your finger |  |  | N/A | N/A | N/A | N/A | NO | N/A | All eSeries Generators | 104117-60; MSTS | N/A | N/A | https://cdn.intelligencebank.com/us/share/B3R/KeX0/21y6/original/steam-logo-white.jpg | http://public2.intelligencebank.com/e2c56f829e1e5d82347c365bf31980f6/f16af73cf3bb2278b09b0263071469e1/ISTEAM3-BK.jpg | http://public2.intelligencebank.com/e2c56f829e1e5d82347c365bf31980f6/8600385ace021108529d7e53b7704068/ISTEAM3-BK_front.jpg | N/A | https://vimeo.com/58153234 | https://vimeo.com/58153232 | https://vimeo.com/77703007 | https://vimeo.com/81504512 | http://prodrep.mrsteam.com/DocumentResources/d1f0ef4a-aa86-4f9f-b8e4-ceba8ace31f3.pdf | N/A | http://prodrep.mrsteam.com/DocumentResources/278f8bd4-e4dd-4dc6-bbf8-9b48e09be4aa.pdf | 1419308 | N/A | UNITED STATES | http://prodrep.mrsteam.com/DocumentResources/d6a61c17-60ee-4efc-b1ec-4fa4cb6c55b8.pdf | 72 HOURS | http://prodrep.mrsteam.com/DocumentResources/59ab100e-b214-433c-b3c1-490162fae4c4.pdf | http://prodrep.mrsteam.com/DocumentResources/9b5c47c1-98e7-4e46-bed6-a18c964c07ca.pdf | http://prodrep.mrsteam.com/DocumentResources/fb82c221-da8d-4d90-ae1e-66670ba7542f.pdf | YES | Glass; Metal | N/A | YES | N/A | YES | NO | YES | YES | YES | N/A | N/A | Wall-Mount | NO | 1; EA | NO | NO | NO | NO | PESTICIDE/AEROSOL: NO | CHEMICAL/SOLVENT: NO | Lead: No Mercury: No Silver: Yes, below Cadmium: No Chromium: No Barium: No Arsenic: No Selenium: No | PARCEL | 70 | N/A | N/A | N/A | N/A | N/A | N/A | N/A | YES | HARDWIRED | N/A | N/A | N/A | NO | N/A | N/A | N/A | N/A | N/A | N/A | N/A | N/A | N/A | N/A | N/A | N/A | N/A | N/A | N/A | N/A | N/A | N/A | N/A | N/A | N/A | N/A | N/A | NO | YES | NO | 2017-06-24 | Mr. Steam Price Book 2017 | 4
ISTEAM3-WH | CONTROL | iSteam | ACTIVE (ECOM) | iSteam® 3 Steam Shower Control in White | 767931909740 | 00767931909740 | WHITE | iSteam® 3 Touch Screen Control in White | 1500 | 1050 | 2019-04-01 | Yes | 0.7 | 4.5 | 6.125 | 1.375 | 4.5 x 6.125 x 1.375 | 8 | 13 | 11 | 7 | 13 x 11 x 7 | With the iSteam3 you have total control of every detail of your steaming experience. Housed in a sleek, slimline package, it mounts nearly flush on the wall of your shower. This awardwinning control is the most technologically advanced steam shower control available. | Change temperature & time settings with the touch of a finger | Transform your senses with optional Chromatic Lighting & Aromatic Infusers | Control of your listening experience with AUX, Bluetooth, USB or Radio | Create profiles for custom settings for temperature, time and more | Available in six different languages: English, French, Spanish, Italian, German, and Russian | Have peace of mind with temperature timed shut-offs and passcode protection | Automatically pre-heat your SteamShower so it's ready when you are | Water proof touch screen so technologically advanced it can tell the difference between a drop of water and your finger |  |  | N/A | N/A | N/A | N/A | NO | N/A | All eSeries Generators | 104117-60; MSTS | N/A | N/A | https://cdn.intelligencebank.com/us/share/B3R/KeX0/21y6/original/steam-logo-white.jpg | http://public2.intelligencebank.com/e2c56f829e1e5d82347c365bf31980f6/63fd8518bf4937696f5ebcf137c61017/ISTEAM3-WH.jpg | http://public2.intelligencebank.com/e2c56f829e1e5d82347c365bf31980f6/84d253f457aa389b814545b092aecfee/ISTEAM3-WH_front.jpg | N/A | https://vimeo.com/58153234 | https://vimeo.com/58153232 | https://vimeo.com/77703007 | https://vimeo.com/81504512 | http://prodrep.mrsteam.com/DocumentResources/d1f0ef4a-aa86-4f9f-b8e4-ceba8ace31f3.pdf | N/A | http://prodrep.mrsteam.com/DocumentResources/278f8bd4-e4dd-4dc6-bbf8-9b48e09be4aa.pdf | 1419308 | N/A | UNITED STATES | http://prodrep.mrsteam.com/DocumentResources/d6a61c17-60ee-4efc-b1ec-4fa4cb6c55b8.pdf | 72 HOURS | http://prodrep.mrsteam.com/DocumentResources/59ab100e-b214-433c-b3c1-490162fae4c4.pdf | http://prodrep.mrsteam.com/DocumentResources/9b5c47c1-98e7-4e46-bed6-a18c964c07ca.pdf | http://prodrep.mrsteam.com/DocumentResources/fb82c221-da8d-4d90-ae1e-66670ba7542f.pdf | NO | Glass; Metal | N/A | YES | N/A | YES | NO | YES | YES | YES | N/A | N/A | Wall-Mount | NO | 1; EA | NO | NO | NO | NO | PESTICIDE/AEROSOL: NO | CHEMICAL/SOLVENT: NO | Lead: No Mercury: No Silver: Yes, below Cadmium: No Chromium: No Barium: No Arsenic: No Selenium: No | PARCEL | 70 | N/A | N/A | N/A | N/A | N/A | N/A | N/A | YES | HARDWIRED | N/A | N/A | N/A | NO | N/A | N/A | N/A | N/A | N/A | N/A | N/A | N/A | N/A | N/A | N/A | N/A | N/A | N/A | N/A | N/A | N/A | N/A | N/A | N/A | N/A | N/A | N/A | NO | YES | NO | 2017-06-24 | Mr. Steam Price Book 2017 | 4
MS AROMA | ACCESSORY | AromaTherapy | ACTIVE (ECOM) | AromaSteam Electronic Oil Delivery System | 767931110788 | 00767931110788 | N/A | MrSteam AromaSteam System includes the oil container caddy, hoses, fittings and oil atomizer | 1300 | 910 | 2019-04-01 | Yes | 5 | 7.5 | 4.5 | 4.5 | 7.5 x 4.5 x 4.5 | 6 | 13 | 7 | 9 | 13 x 7 x 9 | Effortlessly infuse your steam shower with the AromaSteam System. This state-of-the-art injector pump electronically atomizes our organic botanical fragrances into your steam at the source, for the most complete and consistent infusion of delightful essences into your steam shower. We’ve raised aroma to an art form. | The AromaSteam is easily controlled directly from an iSteam, iTempo Plus and AirTempo in-shower control | Complete with hoses, fittings and oil atomizer | All installation hardware included | Install in a dry low humidity location for optimal performance | [6 empty] | 0.06 | 60 | 120 | 0.5 | NO | N/A | All eSeries Generators | N/A | N/A | N/A | https://cdn.intelligencebank.com/us/share/B3R/KeX0/21y6/original/steam-logo-white.jpg | http://public2.intelligencebank.com/e2c56f829e1e5d82347c365bf31980f6/03e8b858a95eee91c757459215d741a8/MSAROMA.jpg | N/A | N/A | https://vimeo.com/58153234 | https://vimeo.com/58153232 | https://vimeo.com/182694424 | https://vimeo.com/256966224 | http://prodrep.mrsteam.com/DocumentResources/d1f0ef4a-aa86-4f9f-b8e4-ceba8ace31f3.pdf | N/A | http://prodrep.mrsteam.com/DocumentResources/278f8bd4-e4dd-4dc6-bbf8-9b48e09be4aa.pdf | 1398373 | N/A | UNITED STATES | http://prodrep.mrsteam.com/DocumentResources/d6a61c17-60ee-4efc-b1ec-4fa4cb6c55b8.pdf | 72 HOURS | http://prodrep.mrsteam.com/DocumentResources/0a8f8aef-9d7b-4865-aa56-24f1c58dee7f.pdf | http://prodrep.mrsteam.com/DocumentResources/84b9232f-d975-49b8-b88b-b10f5feae2ea.pdf | http://prodrep.mrsteam.com/DocumentResources/fb82c221-da8d-4d90-ae1e-66670ba7542f.pdf | NO | Plastic | UL Listed; cUL Listed | NO | N/A | YES | NO | YES | NO | NO | N/A | N/A | Wall-Mount or Floor-Mount | NO | 1; EA | NO | NO | NO | NO | PESTICIDE/AEROSOL: NO | CHEMICAL/SOLVENT: NO | Lead: No Mercury: No Silver: Yes, below Cadmium: No Chromium: No Barium: No Arsenic: No Selenium: No | PARCEL | 70 | N/A | N/A | N/A | N/A | N/A | N/A | N/A | N/A | N/A | N/A | N/A | N/A | NO | N/A | N/A | N/A | N/A | N/A | N/A | N/A | N/A | N/A | N/A | N/A | N/A | N/A | N/A | N/A | N/A | N/A | N/A | N/A | N/A | N/A | N/A | N/A | NO | NO | NO | 2017-06-24 | Mr. Steam Price Book 2017 | N/A
MS CHAKRA7 | OIL | Chakra Oil | ACTIVE (ECOM) | Chakra 7 10ml bottle Oil Pack for use with Steam Head and Towel Warmer wells | 767931160240 | 00767931160240 | N/A | Chakra 7 x 10ml bottle Oil Pack for use with SteamHead and Towel Warmer wells | 210 | 147 | 2019-04-01 | Yes | 0.7 | 3.5 | 3 | 3.5 | 3.5 x 3 x 3.5 | 3 | 10 | 7 | 4 | 10 x 7 x 4 | MrSteam® introduces specially formulated essential oils extracted from organic flowers and plant material. The MrSteam Chakra blends may support the body's specific needs. Each MrSteam Chakra oil offers a unique fragrance with characteristic benefits. | Formulated to work in harmony with the ChromaSteam system's color settings | Made from organic plant and flower extracts | 10 ml bottles with integral dropper | For use with towel warmer and steam head wells | Improves breathing opens up nasal passages related to symptoms of allergies and viruses | [5 empty] | N/A | N/A | N/A | N/A | NO | N/A | N/A | N/A | 0.34 FL. OZ | CHAKRA PACKAGE | https://cdn.intelligencebank.com/us/share/B3R/KeX0/21y6/original/steam-logo-white.jpg | http://public2.intelligencebank.com/e2c56f829e1e5d82347c365bf31980f6/c8d348752e722599bf5abe25aef5c0cb/MSCHAKRA7.jpg | N/A | N/A | https://vimeo.com/58153234 | https://vimeo.com/58153232 | N/A | N/A | http://prodrep.mrsteam.com/DocumentResources/d1f0ef4a-aa86-4f9f-b8e4-ceba8ace31f3.pdf | N/A | N/A | N/A | N/A | UNITED STATES | N/A | 72 HOURS | http://prodrep.mrsteam.com/DocumentResources/2c58532f-9174-4619-b251-eb39942a5c0c.pdf | http://prodrep.mrsteam.com/DocumentResources/dbf9b371-c64f-4b20-88ef-04c596ef0735.pdf | http://prodrep.mrsteam.com/DocumentResources/fb82c221-da8d-4d90-ae1e-66670ba7542f.pdf | NO | Oil | N/A | NO | N/A | NO | NO | YES | NO | NO | N/A | N/A | No Installation Needed | NO | 1; EA | NO | NO | NO | NO | PESTICIDE/AEROSOL: NO | CHEMICAL/SOLVENT: YES | Lead: No Mercury: No Silver: No Cadmium: No Chromium: No Barium: No Arsenic: No Selenium: No | PARCEL | 70 | N/A | N/A | N/A | N/A | N/A | N/A | N/A | N/A | N/A | N/A | N/A | N/A | YES | N/A | N/A | N/A | N/A | N/A | N/A | N/A | N/A | N/A | N/A | N/A | N/A | N/A | N/A | N/A | N/A | N/A | N/A | N/A | N/A | N/A | N/A | N/A | NO | NO | NO | 2017-06-24 | Mr. Steam Price Book 2017 | N/A
MS ESSENTIAL 5 | OIL | Essential Oil | ACTIVE (ECOM) | Essential 5 10ml bottle Oil Pack for use with Steam Head and Towel Warmer wells | 767931111211 | 00767931111211 | N/A | Essential 5 x 10ml bottle Oil Pack for use with SteamHead and Towel Warmer wells | 160 | 112 | 2019-04-01 | Yes | 0.5 | 3.5 | 3 | 3.5 | 3.5 x 3 x 3.5 | 3 | 10 | 7 | 4 | 10 x 7 x 4 | Aromatherapy has been recognized for centuries as having potentially profound healing effects. Aromatherapy was mankind’s first medicine, a holistic practice of caring for the body using botanical oils. Essential oils can help awaken and stimulate, or relax and promote better sleep. The MrSteam Aromas are a unique collection of natural fragrances, available in 10 ml. bottles, that enrich the steam experience. Each aromatic oil offers a distinct fragrance with characteristic benefits. | Pure essential oils made from natural plant extracts | 10 ml bottles with integral dropper | For use with towel warmer and steam head wells | 5-pack, one of each fragrance | [6 empty] | N/A | N/A | N/A | N/A | NO | N/A | N/A | N/A | 0.34 FL. OZ | ESSENTIAL PACKAGE | https://cdn.intelligencebank.com/us/share/B3R/KeX0/21y6/original/steam-logo-white.jpg | http://public2.intelligencebank.com/e2c56f829e1e5d82347c365bf31980f6/8b0331ff38ad332eb238184591dbb1bc/MSESSENTIAL5.jpg | N/A | N/A | https://vimeo.com/58153234 | https://vimeo.com/58153232 | N/A | N/A | http://prodrep.mrsteam.com/DocumentResources/d1f0ef4a-aa86-4f9f-b8e4-ceba8ace31f3.pdf | N/A | N/A | N/A | N/A | UNITED STATES | N/A | 72 HOURS | N/A | http://prodrep.mrsteam.com/DocumentResources/dbf9b371-c64f-4b20-88ef-04c596ef0735.pdf | http://prodrep.mrsteam.com/DocumentResources/fb82c221-da8d-4d90-ae1e-66670ba7542f.pdf | NO | Oil | N/A | NO | N/A | NO | NO | YES | NO | NO | N/A | N/A | No Installation Needed | NO | 1; EA | NO | NO | NO | NO | PESTICIDE/AEROSOL: NO | CHEMICAL/SOLVENT: YES | Lead: No Mercury: No Silver: No Cadmium: No Chromium: No Barium: No Arsenic: No Selenium: No | PARCEL | 70 | N/A | N/A | N/A | N/A | N/A | N/A | N/A | N/A | N/A | N/A | N/A | N/A | YES | N/A | N/A | N/A | N/A | N/A | N/A | N/A | N/A | N/A | N/A | N/A | N/A | N/A | N/A | N/A | N/A | N/A | N/A | N/A | N/A | N/A | N/A | N/A | NO | NO | NO | 2017-06-24 | Mr. Steam Price Book 2017 | N/A
MS150EC1 | GENERATOR | eSeries Generator | ACTIVE (ECOM) | eSeries 6kW Steam Bath Generator at 240V | 767931130021 | 00767931130021 | N/A | eSeries 6kW Steam Bath Generator at 240V | 2450 | 1715 | 2019-04-01 | Yes | 20 | 6.75 | 14.75 | 14.5 | 6.75 x 14.75 x 14.5 | 25 | 21 | 11 | 16 | 21 x 11 x 16 | eSeries Generators are crafted from recyclable stainless steel and assembled with meticulous attention to detail. Designed, engineered and assembled in Long Island City, NY to the most exacting standards, our generators are clean, green, virtually silent, and ultra-efficient. | Free from defects in materials and craftsmanship for its lifetime. MrSteam will repair or replace (at its option) a Generator which fails to conform to this warranty | Installs in areas such as a cabinet, closet, under a sealed bench or in an insulated attic | Exclusive micro processor operating system is the brains of our intelligent steam generator | Easily install spa therapy accessories or components such as AromaTherapy, ChromaTherapy, Steamlinx, and more | LED indicators to help you troubleshoot any connection and maintenance challenges | Naturally corrosion resistant, 100 percent recyclable stainless steel inside and out | Designed to save water and energy. Uses less than two gallons of water vs 40 gallons for an ordinary bath | 60 minute automatic cutoff, low voltage board, designed for easy access safe service | US and Canadian UL listed, and CE and NOM certified for unsurpassed quality and safety | Reliable, industrial grade, and the industries largest copper heating element heats fast and is easy to remove and service | 6 | 6000 | 240 | 25 | YES | 8 | N/A | 103867; 104198; MS81500E | N/A | N/A | https://cdn.intelligencebank.com/us/share/B3R/KeX0/21y6/original/steam-logo-white.jpg | http://public2.intelligencebank.com/e2c56f829e1e5d82347c365bf31980f6/5dbdcb199d2d459b83cd81bf7ad41c41/MS90E-400E.jpg | N/A | N/A | https://vimeo.com/58153234 | https://vimeo.com/58153232 | https://vimeo.com/58216730 | https://vimeo.com/66350508 | http://prodrep.mrsteam.com/DocumentResources/d1f0ef4a-aa86-4f9f-b8e4-ceba8ace31f3.pdf | http://prodrep.mrsteam.com/DocumentResources/0468ef5a-0b97-439b-8fad-c2c296d89e6f.pdf | http://prodrep.mrsteam.com/DocumentResources/278f8bd4-e4dd-4dc6-bbf8-9b48e09be4aa.pdf | N/A | N/A | UNITED STATES | http://prodrep.mrsteam.com/DocumentResources/7fbb39fd-1c69-485a-8ade-2da95fdf4576.pdf | 72 HOURS | http://prodrep.mrsteam.com/DocumentResources/0e9b7d91-2a0a-478d-9425-797faf20a8e4.pdf | http://prodrep.mrsteam.com/DocumentResources/6446cb4f-5f9a-433c-9c0a-111dab242cb3.pdf | http://prodrep.mrsteam.com/DocumentResources/fb82c221-da8d-4d90-ae1e-66670ba7542f.pdf | NO | Stainless Steel | UL Listed; cUL Listed | NO | 15 | YES | NO | YES | NO | NO | 60 MIN | 120 °F | Wall-Mount or Floor-Mount | NO | 1; EA | NO | NO | NO | NO | PESTICIDE/AEROSOL: NO | CHEMICAL/SOLVENT: NO | Lead: No Mercury: No Silver: Yes, below Cadmium: No Chromium: No Barium: No Arsenic: No Selenium: No | PARCEL | 70 | N/A | N/A | RIGHT | 1/2 NPT | 1/2 NPT & 3/8 NPT | 0 PSI | NPT | N/A | ELECTRIC | 101 - 150 CU. FT. | N/A | 0.8 GAL PER 20 MIN CYCLE | NO | N/A | N/A | N/A | N/A | N/A | N/A | N/A | N/A | N/A | N/A | N/A | N/A | N/A | N/A | N/A | N/A | N/A | N/A | N/A | N/A | N/A | N/A | N/A | NO | YES | NO | 2017-06-24 | Mr. Steam Price Book 2017 | N/A
MS150EC1X | GENERATOR | eSeries Generator | ACTIVE | eSeries 6kW Express Steam Bath Generator at 240V With Express Steam | 767931170034 | 00767931170034 | N/A | eSeries 6kW Express Steam Bath Generator at 240V With Express Steam | 2750 | 1925 | 2019-04-01 | Yes | 20 | 6.75 | 14.75 | 14.5 | 6.75 x 14.75 x 14.5 | 25 | 21 | 11 | 16 | 21 x 11 x 16 | eSeries Generators are crafted from recyclable stainless steel and assembled with meticulous attention to detail. Designed, engineered and assembled in Long Island City, NY to the most exacting standards, our generators are clean, green, virtually silent, and ultra-efficient. | Free from defects in materials and craftsmanship for its lifetime. MrSteam will repair or replace (at its option) a Generator which fails to conform to this warranty | Installs in areas such as a cabinet, closet, under a sealed bench or in an insulated attic | Exclusive micro processor operating system is the brains of our intelligent steam generator | Easily install spa therapy accessories or components such as AromaTherapy, ChromaTherapy, Steamlinx, and more | LED indicators to help you troubleshoot any connection and maintenance challenges | Naturally corrosion resistant, 100 percent recyclable stainless steel inside and out | Designed to save water and energy. Uses less than two gallons of water vs 40 gallons for an ordinary bath | 60 minute automatic cutoff, low voltage board, designed for easy access safe service | US and Canadian UL listed, and CE and NOM certified for unsurpassed quality and safety | Reliable, industrial grade, and the industries largest copper heating element heats fast and is easy to remove and service | 6 | 6000 | 240 | 25 | YES | 8 | N/A | 103867; 104198; MS81500E | N/A | N/A | https://cdn.intelligencebank.com/us/share/B3R/KeX0/21y6/original/steam-logo-white.jpg | http://public2.intelligencebank.com/e2c56f829e1e5d82347c365bf31980f6/5dbdcb199d2d459b83cd81bf7ad41c41/MS90E-400E.jpg | N/A | N/A | https://vimeo.com/58153234 | https://vimeo.com/58153232 | https://vimeo.com/58216730 | https://vimeo.com/66350508 | http://prodrep.mrsteam.com/DocumentResources/d1f0ef4a-aa86-4f9f-b8e4-ceba8ace31f3.pdf | http://prodrep.mrsteam.com/DocumentResources/0468ef5a-0b97-439b-8fad-c2c296d89e6f.pdf | http://prodrep.mrsteam.com/DocumentResources/278f8bd4-e4dd-4dc6-bbf8-9b48e09be4aa.pdf | N/A | N/A | UNITED STATES | http://prodrep.mrsteam.com/DocumentResources/7fbb39fd-1c69-485a-8ade-2da95fdf4576.pdf | 72 HOURS | http://prodrep.mrsteam.com/DocumentResources/0e9b7d91-2a0a-478d-9425-797faf20a8e4.pdf | http://prodrep.mrsteam.com/DocumentResources/6446cb4f-5f9a-433c-9c0a-111dab242cb3.pdf | http://prodrep.mrsteam.com/DocumentResources/fb82c221-da8d-4d90-ae1e-66670ba7542f.pdf | NO | Stainless Steel | UL Listed; cUL Listed | NO | 5 | YES | NO | YES | NO | NO | 60 MIN | 120 °F | Wall-Mount or Floor-Mount | NO | 1; EA | NO | NO | NO | NO | PESTICIDE/AEROSOL: NO | CHEMICAL/SOLVENT: NO | Lead: No Mercury: No Silver: Yes, below Cadmium: No Chromium: No Barium: No Arsenic: No Selenium: No | PARCEL | 70 | N/A | N/A | RIGHT | 1/2 NPT | 1/2 NPT & 3/8 NPT | 0 PSI | NPT | N/A | ELECTRIC | 101 - 150 CU. FT. | N/A | 0.8 GAL PER 20 MIN CYCLE | NO | N/A | N/A | N/A | N/A | N/A | N/A | N/A | N/A | N/A | N/A | N/A | N/A | N/A | N/A | N/A | N/A | N/A | N/A | N/A | N/A | N/A | N/A | N/A | NO | YES | NO | 2017-06-24 | Mr. Steam Price Book 2017 | N/A
MS225EC1 | GENERATOR | eSeries Generator | ACTIVE (ECOM) | eSeries 7.5kW Steam Bath Generator at 240V | 767931130038 | 00767931130038 | N/A | eSeries 7.5kW Steam Bath Generator at 240V | 2700 | 1890 | 2019-04-01 | Yes | 20 | 6.75 | 14.75 | 14.5 | 6.75 x 14.75 x 14.5 | 25 | 21 | 11 | 16 | 21 x 11 x 16 | eSeries Generators are crafted from recyclable stainless steel and assembled with meticulous attention to detail. Designed, engineered and assembled in Long Island City, NY to the most exacting standards, our generators are clean, green, virtually silent, and ultra-efficient. | Free from defects in materials and craftsmanship for its lifetime. MrSteam will repair or replace (at its option) a Generator which fails to conform to this warranty | Installs in areas such as a cabinet, closet, under a sealed bench or in an insulated attic | Exclusive micro processor operating system is the brains of our intelligent steam generator | Easily install spa therapy accessories or components such as AromaTherapy, ChromaTherapy, Steamlinx, and more | LED indicators to help you troubleshoot any connection and maintenance challenges | Naturally corrosion resistant, 100 percent recyclable stainless steel inside and out | Designed to save water and energy. Uses less than two gallons of water vs 40 gallons for an ordinary bath | 60 minute automatic cutoff, low voltage board, designed for easy access safe service | US and Canadian UL listed, and CE and NOM certified for unsurpassed quality and safety | Reliable, industrial grade, and the industries largest copper heating element heats fast and is easy to remove and service | 7.5 | 7500 | 240 | 32 | YES | 8 | N/A | 103867; 104198; MS81500E | N/A | N/A | https://cdn.intelligencebank.com/us/share/B3R/KeX0/21y6/original/steam-logo-white.jpg | http://public2.intelligencebank.com/e2c56f829e1e5d82347c365bf31980f6/5dbdcb199d2d459b83cd81bf7ad41c41/MS90E-400E.jpg | N/A | N/A | https://vimeo.com/58153234 | https://vimeo.com/58153232 | https://vimeo.com/58216730 | https://vimeo.com/66350508 | http://prodrep.mrsteam.com/DocumentResources/d1f0ef4a-aa86-4f9f-b8e4-ceba8ace31f3.pdf | http://prodrep.mrsteam.com/DocumentResources/0468ef5a-0b97-439b-8fad-c2c296d89e6f.pdf | http://prodrep.mrsteam.com/DocumentResources/278f8bd4-e4dd-4dc6-bbf8-9b48e09be4aa.pdf | N/A | N/A | UNITED STATES | http://prodrep.mrsteam.com/DocumentResources/7fbb39fd-1c69-485a-8ade-2da95fdf4576.pdf | 72 HOURS | http://prodrep.mrsteam.com/DocumentResources/0e9b7d91-2a0a-478d-9425-797faf20a8e4.pdf | http://prodrep.mrsteam.com/DocumentResources/6446cb4f-5f9a-433c-9c0a-111dab242cb3.pdf | http://prodrep.mrsteam.com/DocumentResources/fb82c221-da8d-4d90-ae1e-66670ba7542f.pdf | NO | Stainless Steel | UL Listed; cUL Listed | NO | 15 | YES | NO | YES | NO | NO | 60 MIN | 120 °F | Wall-Mount or Floor-Mount | NO | 1; EA | NO | NO | NO | NO | PESTICIDE/AEROSOL: NO | CHEMICAL/SOLVENT: NO | Lead: No Mercury: No Silver: Yes, below Cadmium: No Chromium: No Barium: No Arsenic: No Selenium: No | PARCEL | 70 | N/A | N/A | RIGHT | 1/2 NPT | 1/2 NPT & 3/8 NPT | 0 PSI | NPT | N/A | ELECTRIC | 151 - 225 CU. FT. | N/A | 1.0 GAL PER 20 MIN CYCLE | NO | N/A | N/A | N/A | N/A | N/A | N/A | N/A | N/A | N/A | N/A | N/A | N/A | N/A | N/A | N/A | N/A | N/A | N/A | N/A | N/A | N/A | N/A | N/A | NO | YES | NO | 2017-06-24 | Mr. Steam Price Book 2017 | N/A
MS225EC1X | GENERATOR | eSeries Generator | ACTIVE | eSeries 7.5kW Express Steam Bath Generator at 240V With Express Steam | 767931170096 | 00767931170096 | N/A | eSeries 7.5kW Express Steam Bath Generator at 240V With Express Steam | 3000 | 2100 | 2019-04-01 | Yes | 20 | 6.75 | 14.75 | 14.5 | 6.75 x 14.75 x 14.5 | 25 | 21 | 11 | 16 | 21 x 11 x 16 | eSeries Generators are crafted from recyclable stainless steel and assembled with meticulous attention to detail. Designed, engineered and assembled in Long Island City, NY to the most exacting standards, our generators are clean, green, virtually silent, and ultra-efficient. | Free from defects in materials and craftsmanship for its lifetime. MrSteam will repair or replace (at its option) a Generator which fails to conform to this warranty | Installs in areas such as a cabinet, closet, under a sealed bench or in an insulated attic | Exclusive micro processor operating system is the brains of our intelligent steam generator | Easily install spa therapy accessories or components such as AromaTherapy, ChromaTherapy, Steamlinx, and more | LED indicators to help you troubleshoot any connection and maintenance challenges | Naturally corrosion resistant, 100 percent recyclable stainless steel inside and out | Designed to save water and energy. Uses less than two gallons of water vs 40 gallons for an ordinary bath | 60 minute automatic cutoff, low voltage board, designed for easy access safe service | US and Canadian UL listed, and CE and NOM certified for unsurpassed quality and safety | Reliable, industrial grade, and the industries largest copper heating element heats fast and is easy to remove and service | 7.5 | 7500 | 240 | 32 | YES | 8 | N/A | 103867; 104198; MS81500E | N/A | N/A | https://cdn.intelligencebank.com/us/share/B3R/KeX0/21y6/original/steam-logo-white.jpg | http://public2.intelligencebank.com/e2c56f829e1e5d82347c365bf31980f6/5dbdcb199d2d459b83cd81bf7ad41c41/MS90E-400E.jpg | N/A | N/A | https://vimeo.com/58153234 | https://vimeo.com/58153232 | https://vimeo.com/58216730 | https://vimeo.com/66350508 | http://prodrep.mrsteam.com/DocumentResources/d1f0ef4a-aa86-4f9f-b8e4-ceba8ace31f3.pdf | http://prodrep.mrsteam.com/DocumentResources/0468ef5a-0b97-439b-8fad-c2c296d89e6f.pdf | http://prodrep.mrsteam.com/DocumentResources/278f8bd4-e4dd-4dc6-bbf8-9b48e09be4aa.pdf | N/A | N/A | UNITED STATES | http://prodrep.mrsteam.com/DocumentResources/7fbb39fd-1c69-485a-8ade-2da95fdf4576.pdf | 72 HOURS | http://prodrep.mrsteam.com/DocumentResources/0e9b7d91-2a0a-478d-9425-797faf20a8e4.pdf | http://prodrep.mrsteam.com/DocumentResources/6446cb4f-5f9a-433c-9c0a-111dab242cb3.pdf | http://prodrep.mrsteam.com/DocumentResources/fb82c221-da8d-4d90-ae1e-66670ba7542f.pdf | NO | Stainless Steel | UL Listed; cUL Listed | NO | 5 | YES | NO | YES | NO | NO | 60 MIN | 120 °F | Wall-Mount or Floor-Mount | NO | 1; EA | NO | NO | NO | NO | PESTICIDE/AEROSOL: NO | CHEMICAL/SOLVENT: NO | Lead: No Mercury: No Silver: Yes, below Cadmium: No Chromium: No Barium: No Arsenic: No Selenium: No | PARCEL | 70 | N/A | N/A | RIGHT | 1/2 NPT | 1/2 NPT & 3/8 NPT | 0 PSI | NPT | N/A | ELECTRIC | 151 - 225 CU. FT. | N/A | 1.0 GAL PER 20 MIN CYCLE | NO | N/A | N/A | N/A | N/A | N/A | N/A | N/A | N/A | N/A | N/A | N/A | N/A | N/A | N/A | N/A | N/A | N/A | N/A | N/A | N/A | N/A | N/A | N/A | NO | YES | NO | 2017-06-24 | Mr. Steam Price Book 2017 | N/A
MS400EC1 | GENERATOR | eSeries Generator | ACTIVE (ECOM) | eSeries 9kW Steam Bath Generator at 240V | 767931130045 | 00767931130045 | N/A | eSeries 9kW Steam Bath Generator at 240V | 2900 | 2030 | 2019-04-01 | Yes | 20 | 6.75 | 14.75 | 14.5 | 6.75 x 14.75 x 14.5 | 25 | 21 | 11 | 16 | 21 x 11 x 16 | eSeries Generators are crafted from recyclable stainless steel and assembled with meticulous attention to detail. Designed, engineered and assembled in Long Island City, NY to the most exacting standards, our generators are clean, green, virtually silent, and ultra-efficient. | Free from defects in materials and craftsmanship for its lifetime. MrSteam will repair or replace (at its option) a Generator which fails to conform to this warranty | Installs in areas such as a cabinet, closet, under a sealed bench or in an insulated attic | Exclusive micro processor operating system is the brains of our intelligent steam generator | Easily install spa therapy accessories or components such as AromaTherapy, ChromaTherapy, Steamlinx, and more | LED indicators to help you troubleshoot any connection and maintenance challenges | Naturally corrosion resistant, 100 percent recyclable stainless steel inside and out | Designed to save water and energy. Uses less than two gallons of water vs 40 gallons for an ordinary bath | 60 minute automatic cutoff, low voltage board, designed for easy access safe service | US and Canadian UL listed, and CE and NOM certified for unsurpassed quality and safety | Reliable, industrial grade, and the industries largest copper heating element heats fast and is easy to remove and service | 9 | 9000 | 240 | 38 | YES | 8 | N/A | 103867; 104198; MS81500E | N/A | N/A | https://cdn.intelligencebank.com/us/share/B3R/KeX0/21y6/original/steam-logo-white.jpg | http://public2.intelligencebank.com/e2c56f829e1e5d82347c365bf31980f6/5dbdcb199d2d459b83cd81bf7ad41c41/MS90E-400E.jpg | N/A | N/A | https://vimeo.com/58153234 | https://vimeo.com/58153232 | https://vimeo.com/58216730 | https://vimeo.com/66350508 | http://prodrep.mrsteam.com/DocumentResources/d1f0ef4a-aa86-4f9f-b8e4-ceba8ace31f3.pdf | http://prodrep.mrsteam.com/DocumentResources/0468ef5a-0b97-439b-8fad-c2c296d89e6f.pdf | http://prodrep.mrsteam.com/DocumentResources/278f8bd4-e4dd-4dc6-bbf8-9b48e09be4aa.pdf | N/A | N/A | UNITED STATES | http://prodrep.mrsteam.com/DocumentResources/7fbb39fd-1c69-485a-8ade-2da95fdf4576.pdf | 72 HOURS | http://prodrep.mrsteam.com/DocumentResources/0e9b7d91-2a0a-478d-9425-797faf20a8e4.pdf | http://prodrep.mrsteam.com/DocumentResources/6446cb4f-5f9a-433c-9c0a-111dab242cb3.pdf | http://prodrep.mrsteam.com/DocumentResources/fb82c221-da8d-4d90-ae1e-66670ba7542f.pdf | NO | Stainless Steel | UL Listed; cUL Listed | NO | 15 | YES | NO | YES | NO | NO | 60 MIN | 120 °F | Wall-Mount or Floor-Mount | NO | 1; EA | NO | NO | NO | NO | PESTICIDE/AEROSOL: NO | CHEMICAL/SOLVENT: NO | Lead: No Mercury: No Silver: Yes, below Cadmium: No Chromium: No Barium: No Arsenic: No Selenium: No | PARCEL | 70 | N/A | N/A | RIGHT | 1/2 NPT | 1/2 NPT & 3/8 NPT | 0 PSI | NPT | N/A | ELECTRIC | 226 - 360 CU. FT. | N/A | 1.2 GAL PER 20 MIN CYCLE | NO | N/A | N/A | N/A | N/A | N/A | N/A | N/A | N/A | N/A | N/A | N/A | N/A | N/A | N/A | N/A | N/A | N/A | N/A | N/A | N/A | N/A | N/A | N/A | NO | YES | NO | 2017-06-24 | Mr. Steam Price Book 2017 | N/A
MS400EC1X | GENERATOR | eSeries Generator | ACTIVE | eSeries 9kW Express Steam Bath Generator at 240V With Express Steam | 767931170157 | 00767931170157 | N/A | eSeries 9kW Express Steam Bath Generator at 240V With Express Steam | 3200 | 2240 | 2019-04-01 | Yes | 20 | 6.75 | 14.75 | 14.5 | 6.75 x 14.75 x 14.5 | 25 | 21 | 11 | 16 | 21 x 11 x 16 | eSeries Generators are crafted from recyclable stainless steel and assembled with meticulous attention to detail. Designed, engineered and assembled in Long Island City, NY to the most exacting standards, our generators are clean, green, virtually silent, and ultra-efficient. | Free from defects in materials and craftsmanship for its lifetime. MrSteam will repair or replace (at its option) a Generator which fails to conform to this warranty | Installs in areas such as a cabinet, closet, under a sealed bench or in an insulated attic | Exclusive micro processor operating system is the brains of our intelligent steam generator | Easily install spa therapy accessories or components such as AromaTherapy, ChromaTherapy, Steamlinx, and more | LED indicators to help you troubleshoot any connection and maintenance challenges | Naturally corrosion resistant, 100 percent recyclable stainless steel inside and out | Designed to save water and energy. Uses less than two gallons of water vs 40 gallons for an ordinary bath | 60 minute automatic cutoff, low voltage board, designed for easy access safe service | US and Canadian UL listed, and CE and NOM certified for unsurpassed quality and safety | Reliable, industrial grade, and the industries largest copper heating element heats fast and is easy to remove and service | 9 | 9000 | 240 | 38 | YES | 8 | N/A | 103867; 104198; MS81500E | N/A | N/A | https://cdn.intelligencebank.com/us/share/B3R/KeX0/21y6/original/steam-logo-white.jpg | http://public2.intelligencebank.com/e2c56f829e1e5d82347c365bf31980f6/5dbdcb199d2d459b83cd81bf7ad41c41/MS90E-400E.jpg | N/A | N/A | https://vimeo.com/58153234 | https://vimeo.com/58153232 | https://vimeo.com/58216730 | https://vimeo.com/66350508 | http://prodrep.mrsteam.com/DocumentResources/d1f0ef4a-aa86-4f9f-b8e4-ceba8ace31f3.pdf | http://prodrep.mrsteam.com/DocumentResources/0468ef5a-0b97-439b-8fad-c2c296d89e6f.pdf | http://prodrep.mrsteam.com/DocumentResources/278f8bd4-e4dd-4dc6-bbf8-9b48e09be4aa.pdf | N/A | N/A | UNITED STATES | http://prodrep.mrsteam.com/DocumentResources/7fbb39fd-1c69-485a-8ade-2da95fdf4576.pdf | 72 HOURS | http://prodrep.mrsteam.com/DocumentResources/0e9b7d91-2a0a-478d-9425-797faf20a8e4.pdf | http://prodrep.mrsteam.com/DocumentResources/6446cb4f-5f9a-433c-9c0a-111dab242cb3.pdf | http://prodrep.mrsteam.com/DocumentResources/fb82c221-da8d-4d90-ae1e-66670ba7542f.pdf | NO | Stainless Steel | UL Listed; cUL Listed | NO | 5 | YES | NO | YES | NO | NO | 60 MIN | 120 °F | Wall-Mount or Floor-Mount | NO | 1; EA | NO | NO | NO | NO | PESTICIDE/AEROSOL: NO | CHEMICAL/SOLVENT: NO | Lead: No Mercury: No Silver: Yes, below Cadmium: No Chromium: No Barium: No Arsenic: No Selenium: No | PARCEL | 70 | N/A | N/A | RIGHT | 1/2 NPT | 1/2 NPT & 3/8 NPT | 0 PSI | NPT | N/A | ELECTRIC | 226 - 360 CU. FT. | N/A | 1.2 GAL PER 20 MIN CYCLE | NO | N/A | N/A | N/A | N/A | N/A | N/A | N/A | N/A | N/A | N/A | N/A | N/A | N/A | N/A | N/A | N/A | N/A | N/A | N/A | N/A | N/A | N/A | N/A | NO | YES | NO | 2017-06-24 | Mr. Steam Price Book 2017 | N/A
MS81500E | ACCESSORY | Individual Parts | ACTIVE (ECOM) | AutoFlush | 767931140518 | 00767931140518 | N/A | AutoFlush for Residential eSeries Generators | 475 | 332.5 | 2019-04-01 | Yes | 2 | 4.25 | 5 | 2.75 | 4.25 x 5 x 2.75 | 3 | 8 | 7 | 4 | 8 x 7 x 4 | Your steam generator is the most important component of your steam shower. Protect your investment with AutoFlush. AutoFlush® is a MrSteam exclusive product. It's an automatic self-cleaning system that promotes a long, healthy life for steam generators by automatically flushing the generator of sediment two hours after every steambath. We automate everything in the background, so no work is needed after every steam shower session. AutoFlush® assures that you get clean steam every time. | The system quietly flushes impurities through a ½" electronically-activated valve - no small opening to clog | Automatically flushes old water and impurities from your steam generator after every session, no buttons to push to initiate draining | Impurities and old water are flushed through a 1/2" , electronically activated valve. You'll never experience a clog, and there's nothing to remember | Simple plug and play installation | [6 empty] | N/A | N/A | N/A | N/A | NO | N/A | All eSeries Generators | N/A | N/A | N/A | https://cdn.intelligencebank.com/us/share/B3R/KeX0/21y6/original/steam-logo-white.jpg | http://public2.intelligencebank.com/e2c56f829e1e5d82347c365bf31980f6/47d12c0d489e51b66162d2e6396c3506/MS81500E.jpg | N/A | N/A | https://vimeo.com/58153234 | https://vimeo.com/58153232 | https://vimeo.com/62070200 | N/A | http://prodrep.mrsteam.com/DocumentResources/d1f0ef4a-aa86-4f9f-b8e4-ceba8ace31f3.pdf | N/A | http://prodrep.mrsteam.com/DocumentResources/278f8bd4-e4dd-4dc6-bbf8-9b48e09be4aa.pdf | N/A | N/A | UNITED STATES | http://prodrep.mrsteam.com/DocumentResources/d6a61c17-60ee-4efc-b1ec-4fa4cb6c55b8.pdf | 72 HOURS | http://prodrep.mrsteam.com/DocumentResources/7abd8ed4-8769-4dc7-baff-af9afcfeceea.pdf | http://prodrep.mrsteam.com/DocumentResources/201ff2a2-b8cd-4782-8e4c-34bf1b902ff1.pdf | http://prodrep.mrsteam.com/DocumentResources/fb82c221-da8d-4d90-ae1e-66670ba7542f.pdf | NO | Metal | UL Recognized | NO | N/A | YES | NO | YES | NO | NO | N/A | N/A | Wall-Mount or Floor-Mount | NO | 1; EA | NO | NO | NO | NO | PESTICIDE/AEROSOL: NO | CHEMICAL/SOLVENT: NO | Lead: No Mercury: No Silver: No Cadmium: No Chromium: No Barium: No Arsenic: No Selenium: No | PARCEL | 70 | N/A | N/A | N/A | N/A | N/A | N/A | N/A | N/A | N/A | N/A | N/A | N/A | NO | N/A | N/A | N/A | N/A | N/A | N/A | N/A | N/A | N/A | N/A | N/A | N/A | N/A | N/A | N/A | N/A | N/A | N/A | N/A | N/A | N/A | N/A | N/A | NO | NO | NO | 2017-06-24 | Mr. Steam Price Book 2017 | N/A
MS90EC1 | GENERATOR | eSeries Generator | ACTIVE (ECOM) | eSeries 5kW Steam Bath Generator at 240V | 767931130014 | 00767931130014 | N/A | eSeries 5kW Steam Bath Generator at 240V | 1950 | 1365 | 2019-04-01 | Yes | 20 | 6.75 | 14.75 | 14.5 | 6.75 x 14.75 x 14.5 | 25 | 21 | 11 | 16 | 21 x 11 x 16 | eSeries Generators are crafted from recyclable stainless steel and assembled with meticulous attention to detail. Designed, engineered and assembled in Long Island City, NY to the most exacting standards, our generators are clean, green, virtually silent, and ultra-efficient. | Free from defects in materials and craftsmanship for its lifetime. MrSteam will repair or replace (at its option) a Generator which fails to conform to this warranty | Installs in areas such as a cabinet, closet, under a sealed bench or in an insulated attic | Exclusive micro processor operating system is the brains of our intelligent steam generator | Easily install spa therapy accessories or components such as AromaTherapy, ChromaTherapy, Steamlinx, and more | LED indicators to help you troubleshoot any connection and maintenance challenges | Naturally corrosion resistant, 100 percent recyclable stainless steel inside and out | Designed to save water and energy. Uses less than two gallons of water vs 40 gallons for an ordinary bath | 60 minute automatic cutoff, low voltage board, designed for easy access safe service | US and Canadian UL listed, and CE and NOM certified for unsurpassed quality and safety | Reliable, industrial grade, and the industries largest copper heating element heats fast and is easy to remove and service | 5 | 5000 | 240 | 21 | YES | 10 | N/A | 103867; 104198; MS81500E | N/A | N/A | https://cdn.intelligencebank.com/us/share/B3R/KeX0/21y6/original/steam-logo-white.jpg | http://public2.intelligencebank.com/e2c56f829e1e5d82347c365bf31980f6/5dbdcb199d2d459b83cd81bf7ad41c41/MS90E-400E.jpg | N/A | N/A | https://vimeo.com/58153234 | https://vimeo.com/58153232 | https://vimeo.com/58216730 | https://vimeo.com/66350508 | http://prodrep.mrsteam.com/DocumentResources/d1f0ef4a-aa86-4f9f-b8e4-ceba8ace31f3.pdf | http://prodrep.mrsteam.com/DocumentResources/0468ef5a-0b97-439b-8fad-c2c296d89e6f.pdf | http://prodrep.mrsteam.com/DocumentResources/278f8bd4-e4dd-4dc6-bbf8-9b48e09be4aa.pdf | N/A | N/A | UNITED STATES | http://prodrep.mrsteam.com/DocumentResources/7fbb39fd-1c69-485a-8ade-2da95fdf4576.pdf | 72 HOURS | http://prodrep.mrsteam.com/DocumentResources/0e9b7d91-2a0a-478d-9425-797faf20a8e4.pdf | http://prodrep.mrsteam.com/DocumentResources/6446cb4f-5f9a-433c-9c0a-111dab242cb3.pdf | http://prodrep.mrsteam.com/DocumentResources/fb82c221-da8d-4d90-ae1e-66670ba7542f.pdf | NO | Stainless Steel | UL Listed; cUL Listed | NO | 15 | YES | NO | YES | NO | NO | 60 MIN | 120 °F | Wall-Mount or Floor-Mount | NO | 1; EA | NO | NO | NO | NO | PESTICIDE/AEROSOL: NO | CHEMICAL/SOLVENT: NO | Lead: No Mercury: No Silver: Yes, below Cadmium: No Chromium: No Barium: No Arsenic: No Selenium: No | PARCEL | 70 | N/A | N/A | RIGHT | 1/2 NPT | 1/2 NPT & 3/8 NPT | 0 PSI | NPT | N/A | ELECTRIC | UP TO 100 CU. FT. | N/A | 0.67 GAL PER 20 MIN CYCLE | NO | N/A | N/A | N/A | N/A | N/A | N/A | N/A | N/A | N/A | N/A | N/A | N/A | N/A | N/A | N/A | N/A | N/A | N/A | N/A | N/A | N/A | N/A | N/A | NO | YES | NO | 2017-06-24 | Mr. Steam Price Book 2017 | N/A
MS90EC1X | GENERATOR | eSeries Generator | ACTIVE | eSeries 5kW Express Steam Bath Generator at 240V With Express Steam | 767931170218 | 00767931170218 | N/A | eSeries 5kW Express Steam Bath Generator at 240V With Express Steam | 2250 | 1575 | 2019-04-01 | Yes | 20 | 6.75 | 14.75 | 14.5 | 6.75 x 14.75 x 14.5 | 25 | 21 | 11 | 16 | 21 x 11 x 16 | eSeries Generators are crafted from recyclable stainless steel and assembled with meticulous attention to detail. Designed, engineered and assembled in Long Island City, NY to the most exacting standards, our generators are clean, green, virtually silent, and ultra-efficient. | Free from defects in materials and craftsmanship for its lifetime. MrSteam will repair or replace (at its option) a Generator which fails to conform to this warranty | Installs in areas such as a cabinet, closet, under a sealed bench or in an insulated attic | Exclusive micro processor operating system is the brains of our intelligent steam generator | Easily install spa therapy accessories or components such as AromaTherapy, ChromaTherapy, Steamlinx, and more | LED indicators to help you troubleshoot any connection and maintenance challenges | Naturally corrosion resistant, 100 percent recyclable stainless steel inside and out | Designed to save water and energy. Uses less than two gallons of water vs 40 gallons for an ordinary bath | 60 minute automatic cutoff, low voltage board, designed for easy access safe service | US and Canadian UL listed, and CE and NOM certified for unsurpassed quality and safety | Reliable, industrial grade, and the industries largest copper heating element heats fast and is easy to remove and service | 5 | 5000 | 240 | 21 | YES | 10 | N/A | 103867; 104198; MS81500E | N/A | N/A | https://cdn.intelligencebank.com/us/share/B3R/KeX0/21y6/original/steam-logo-white.jpg | http://public2.intelligencebank.com/e2c56f829e1e5d82347c365bf31980f6/5dbdcb199d2d459b83cd81bf7ad41c41/MS90E-400E.jpg | N/A | N/A | https://vimeo.com/58153234 | https://vimeo.com/58153232 | https://vimeo.com/58216730 | https://vimeo.com/66350508 | http://prodrep.mrsteam.com/DocumentResources/d1f0ef4a-aa86-4f9f-b8e4-ceba8ace31f3.pdf | http://prodrep.mrsteam.com/DocumentResources/0468ef5a-0b97-439b-8fad-c2c296d89e6f.pdf | http://prodrep.mrsteam.com/DocumentResources/278f8bd4-e4dd-4dc6-bbf8-9b48e09be4aa.pdf | N/A | N/A | UNITED STATES | http://prodrep.mrsteam.com/DocumentResources/7fbb39fd-1c69-485a-8ade-2da95fdf4576.pdf | 72 HOURS | http://prodrep.mrsteam.com/DocumentResources/0e9b7d91-2a0a-478d-9425-797faf20a8e4.pdf | http://prodrep.mrsteam.com/DocumentResources/6446cb4f-5f9a-433c-9c0a-111dab242cb3.pdf | http://prodrep.mrsteam.com/DocumentResources/fb82c221-da8d-4d90-ae1e-66670ba7542f.pdf | NO | Stainless Steel | UL Listed; cUL Listed | NO | 5 | YES | NO | YES | NO | NO | 60 MIN | 120 °F | Wall-Mount or Floor-Mount | NO | 1; EA | NO | NO | NO | NO | PESTICIDE/AEROSOL: NO | CHEMICAL/SOLVENT: NO | Lead: No Mercury: No Silver: Yes, below Cadmium: No Chromium: No Barium: No Arsenic: No Selenium: No | PARCEL | 70 | N/A | N/A | RIGHT | 1/2 NPT | 1/2 NPT & 3/8 NPT | 0 PSI | NPT | N/A | ELECTRIC | UP TO 100 CU. FT. | N/A | 0.67 GAL PER 20 MIN CYCLE | NO | N/A | N/A | N/A | N/A | N/A | N/A | N/A | N/A | N/A | N/A | N/A | N/A | N/A | N/A | N/A | N/A | N/A | N/A | N/A | N/A | N/A | N/A | N/A | NO | YES | NO | 2017-06-24 | Mr. Steam Price Book 2017 | N/A
MSAH | ACCESSORY | MusicTherapy | ACTIVE (ECOM) | Audio@Home System | 767931909856 | 00767931909856 | N/A | Works with AirTempo, iTempoPlus Controls or Stand-Alone Control, operates with smartphones, iPods, tablets, or any Bluetooth® enabled device | 875 | 612.5 | 2019-04-01 | Yes | 4 | 8.875 | 9.875 | 2.5 | 8.875 x 9.875 x 2.5 | 8 | 12 | 12 | 8 | 12 x 12 x 8 | Audio@Home sound system operates with smartphones, iPods, tablets, or any Bluetooth enabled device. | Stream music to amplifier via Bluetooth v4.1 | Two speaker output 25 Wrms | 50 Watt peak | 4-8 Ohms | Line level wired input | Speakers not included |  |  |  |  | 0.192 | 192 | 120 | 1.6 | NO | N/A | N/A | MSSPEAKERSRD-BK; MSSPEAKERSSQ-BK | N/A | N/A | https://cdn.intelligencebank.com/us/share/B3R/KeX0/21y6/original/steam-logo-white.jpg | http://public2.intelligencebank.com/e2c56f829e1e5d82347c365bf31980f6/12b9696eb57acc19eaeeb158a5ffc2c7/MSAH.jpg | N/A | N/A | https://vimeo.com/58153234 | https://vimeo.com/58153232 | N/A | N/A | http://prodrep.mrsteam.com/DocumentResources/d1f0ef4a-aa86-4f9f-b8e4-ceba8ace31f3.pdf | N/A | http://prodrep.mrsteam.com/DocumentResources/278f8bd4-e4dd-4dc6-bbf8-9b48e09be4aa.pdf | 1431248 | N/A | UNITED STATES | http://prodrep.mrsteam.com/DocumentResources/d6a61c17-60ee-4efc-b1ec-4fa4cb6c55b8.pdf | 72 HOURS | http://prodrep.mrsteam.com/DocumentResources/e43ddb2b-3f87-40bc-af36-d006ad60d507.pdf | http://prodrep.mrsteam.com/DocumentResources/c7544933-c389-4b18-a673-5064fb3242f5.pdf | http://prodrep.mrsteam.com/DocumentResources/fb82c221-da8d-4d90-ae1e-66670ba7542f.pdf | NO | Plastic | UL Listed; cUL Listed | NO | N/A | NO | NO | YES | NO | NO | N/A | N/A | Wall-Mount or Floor-Mount | NO | 1; EA | NO | NO | NO | NO | PESTICIDE/AEROSOL: NO | CHEMICAL/SOLVENT: NO | Lead: No Mercury: No Silver: No Cadmium: No Chromium: No Barium: No Arsenic: No Selenium: No | PARCEL | 70 | N/A | N/A | N/A | N/A | N/A | N/A | N/A | N/A | N/A | N/A | N/A | N/A | NO | N/A | N/A | N/A | N/A | N/A | N/A | N/A | N/A | N/A | N/A | N/A | N/A | N/A | N/A | N/A | N/A | N/A | N/A | N/A | N/A | N/A | N/A | N/A | NO | NO | NO | 2017-06-24 | Mr. Steam Price Book 2017 | N/A
MSAS3 | ACCESSORY | MusicTherapy | ACTIVE (ECOM) | AudioSteam3 System | 767931909849 | 00767931909849 | N/A | Works with iSteam3 Control or Stand-Alone Control, link with Pandora, Spotify, or iHeart Music streaming services, operates with any Bluetooth® enabled device | 1000 | 700 | 2019-04-01 | Yes | 4 | 8.875 | 9.875 | 2.5 | 8.875 x 9.875 x 2.5 | 8 | 12 | 12 | 8 | 12 x 12 x 8 | Your SteamTherapy experience will be complete when you add the music that you love. That’s why Mr. Steam brings MusicTherapy to your home spa. Stream from Pandora, Spotify, iHeart Music or your favorite streaming service. So, tune-in, relax and stream your way to soothing the invigoration. Using Bluetooth technology AudioSteam3 interfaces with the iSteam3 control for the ultimate sound and steam experience! | Send digital music files or internet radio from your smart devices | FM Radio built into amplifier, 87.5 - 107.9Mhz | Four speaker output 25 Wrms, 50 Watts peak | 4-8 Ohms | Subwoofer output 50 Wrms, 75 Wpeak, 2-4 ohms, subwoofer not included | Speakers not included |  |  |  |  | 0.192 | 192 | 120 | 1.6 | NO | N/A | All eSeries Generators | MSSPEAKERSRD-BK; MSSPEAKERSSQ-BK | N/A | N/A | https://cdn.intelligencebank.com/us/share/B3R/KeX0/21y6/original/steam-logo-white.jpg | http://public2.intelligencebank.com/e2c56f829e1e5d82347c365bf31980f6/8412dec08ffb7cf21509cd1066a6f66c/MSAS3.jpg | N/A | N/A | https://vimeo.com/58153234 | https://vimeo.com/58153232 | https://vimeo.com/66350509 | https://vimeo.com/256966954 | http://prodrep.mrsteam.com/DocumentResources/d1f0ef4a-aa86-4f9f-b8e4-ceba8ace31f3.pdf | N/A | http://prodrep.mrsteam.com/DocumentResources/278f8bd4-e4dd-4dc6-bbf8-9b48e09be4aa.pdf | 1431248 | N/A | UNITED STATES | http://prodrep.mrsteam.com/DocumentResources/d6a61c17-60ee-4efc-b1ec-4fa4cb6c55b8.pdf | 72 HOURS | http://prodrep.mrsteam.com/DocumentResources/e43ddb2b-3f87-40bc-af36-d006ad60d507.pdf | http://prodrep.mrsteam.com/DocumentResources/c7544933-c389-4b18-a673-5064fb3242f5.pdf | http://prodrep.mrsteam.com/DocumentResources/fb82c221-da8d-4d90-ae1e-66670ba7542f.pdf | YES | Plastic | UL Listed; cUL Listed | NO | N/A | NO | NO | YES | NO | NO | N/A | N/A | Wall-Mount or Floor-Mount | NO | 1; EA | NO | NO | NO | NO | PESTICIDE/AEROSOL: NO | CHEMICAL/SOLVENT: NO | Lead: No Mercury: No Silver: No Cadmium: No Chromium: No Barium: No Arsenic: No Selenium: No | PARCEL | 70 | N/A | N/A | N/A | N/A | N/A | N/A | N/A | N/A | N/A | N/A | N/A | N/A | NO | N/A | N/A | N/A | N/A | N/A | N/A | N/A | N/A | N/A | N/A | N/A | N/A | N/A | N/A | N/A | N/A | N/A | N/A | N/A | N/A | N/A | N/A | N/A | NO | NO | NO | 2017-06-24 | Mr. Steam Price Book 2017 | N/A
MSBUTLER1RD-BB | CONTROL PACKAGE | Butler | ACTIVE (ECOM) | Butler Package Round Brushed Bronze | 767931142000 | 00767931142000 | BRUSHED BRONZE | Butler Package includes: (1) iTempoPlus Control (1) AromaSteam SteamHead (1) AutoFlush® (1) Condensation Pan (1) SteamLinx. For generator models MS90E to MSSUPER3E | 2200 | 1540 | 2019-04-01 | Yes | 15 | 28 | 13 | 11 | 28 x 13 x 11 | 15 | 28 | 13 | 11 | 28 x 13 x 11 | Its never been easier to optimize your steam shower experience. With an elegant design and easy to use interface, you can control more than steam. Connect AromaSteam and ChromaSteam systems to create a personalized wellness center. | Set the perfect steam temperature for multiple users | ChromaSteam3 lighting & AromaSteam infusion | Never wonder what time , day or date it is in your SteamShower or bathroom | Manufactured in strong, durable and long lasting solid brass | Compliment any bathroom design with one of 11 designer or glass finishes | [5 empty] | N/A | N/A | N/A | N/A | NO | N/A | All eSeries Generators | 103990-60; MSTS | N/A | N/A | https://cdn.intelligencebank.com/us/share/B3R/KeX0/21y6/original/steam-logo-white.jpg | http://public2.intelligencebank.com/e2c56f829e1e5d82347c365bf31980f6/0f61d7949edcd2dbfbb7f70b3cf9bfee/MSBUTLER1RD-BB.jpg | N/A | N/A | https://vimeo.com/58153234 | https://vimeo.com/58153232 | https://vimeo.com/73313150 | N/A | http://prodrep.mrsteam.com/DocumentResources/d1f0ef4a-aa86-4f9f-b8e4-ceba8ace31f3.pdf | N/A | http://prodrep.mrsteam.com/DocumentResources/278f8bd4-e4dd-4dc6-bbf8-9b48e09be4aa.pdf | 1419014 | N/A | UNITED STATES | http://prodrep.mrsteam.com/DocumentResources/d6a61c17-60ee-4efc-b1ec-4fa4cb6c55b8.pdf | 72 HOURS | http://prodrep.mrsteam.com/DocumentResources/dcf45949-fdc5-42ac-b825-59f139ef9bff.pdf | http://prodrep.mrsteam.com/DocumentResources/56b4f5d3-b3ed-404c-8323-70b28c881ebc.pdf | http://prodrep.mrsteam.com/DocumentResources/fb82c221-da8d-4d90-ae1e-66670ba7542f.pdf | YES | Plastic; Metal | N/A | YES | N/A | YES | NO | YES | YES | YES | N/A | N/A | Wall-Mount | NO | 1; EA | NO | NO | NO | NO | PESTICIDE/AEROSOL: NO | CHEMICAL/SOLVENT: NO | Lead: No Mercury: No Silver: No Cadmium: No Chromium: No Barium: No Arsenic: No Selenium: No | PARCEL | 70 | N/A | N/A | N/A | N/A | N/A | N/A | N/A | N/A | HARDWIRED | N/A | N/A | N/A | NO | N/A | N/A | N/A | N/A | N/A | N/A | N/A | N/A | N/A | N/A | N/A | N/A | N/A | N/A | N/A | N/A | N/A | N/A | N/A | N/A | N/A | N/A | N/A | NO | NO | NO | 2017-06-24 | Mr. Steam Price Book 2017 | 2
MSBUTLER1RD-BK | CONTROL PACKAGE | Butler | ACTIVE (ECOM) | Butler Package Round Black | 767931910098 | 00767931910098 | BLACK | Butler Package includes: (1) iTempoPlus Control (1) AromaSteam SteamHead (1) AutoFlush® (1) Condensation Pan (1) SteamLinx. For generator models MS90E to MSSUPER3E | 2200 | 1540 | 2019-04-01 | Yes | 15 | 28 | 13 | 11 | 28 x 13 x 11 | 15 | 28 | 13 | 11 | 28 x 13 x 11 | Its never been easier to optimize your steam shower experience. With an elegant design and easy to use interface, you can control more than steam. Connect AromaSteam and ChromaSteam systems to create a personalized wellness center. | Set the perfect steam temperature for multiple users | ChromaSteam3 lighting & AromaSteam infusion | Never wonder what time , day or date it is in your SteamShower or bathroom | Manufactured in strong, durable and long lasting solid brass | Compliment any bathroom design with one of 11 designer or glass finishes | [5 empty] | N/A | N/A | N/A | N/A | NO | N/A | All eSeries Generators | 103990-60; MSTS | N/A | N/A | https://cdn.intelligencebank.com/us/share/B3R/KeX0/21y6/original/steam-logo-white.jpg | http://public2.intelligencebank.com/e2c56f829e1e5d82347c365bf31980f6/75e0d5f7dc12c5722f143104f8a2bec6/MSBUTLER1RD-BK.jpg | N/A | N/A | https://vimeo.com/58153234 | https://vimeo.com/58153232 | https://vimeo.com/73313150 | N/A | http://prodrep.mrsteam.com/DocumentResources/d1f0ef4a-aa86-4f9f-b8e4-ceba8ace31f3.pdf | N/A | http://prodrep.mrsteam.com/DocumentResources/278f8bd4-e4dd-4dc6-bbf8-9b48e09be4aa.pdf | 1419014 | N/A | UNITED STATES | http://prodrep.mrsteam.com/DocumentResources/d6a61c17-60ee-4efc-b1ec-4fa4cb6c55b8.pdf | 72 HOURS | http://prodrep.mrsteam.com/DocumentResources/dcf45949-fdc5-42ac-b825-59f139ef9bff.pdf | http://prodrep.mrsteam.com/DocumentResources/56b4f5d3-b3ed-404c-8323-70b28c881ebc.pdf | http://prodrep.mrsteam.com/DocumentResources/fb82c221-da8d-4d90-ae1e-66670ba7542f.pdf | YES | Plastic; Metal | N/A | YES | N/A | YES | NO | YES | YES | YES | N/A | N/A | Wall-Mount | NO | 1; EA | NO | NO | NO | NO | PESTICIDE/AEROSOL: NO | CHEMICAL/SOLVENT: NO | Lead: No Mercury: No Silver: No Cadmium: No Chromium: No Barium: No Arsenic: No Selenium: No | PARCEL | 70 | N/A | N/A | N/A | N/A | N/A | N/A | N/A | N/A | HARDWIRED | N/A | N/A | N/A | NO | N/A | N/A | N/A | N/A | N/A | N/A | N/A | N/A | N/A | N/A | N/A | N/A | N/A | N/A | N/A | N/A | N/A | N/A | N/A | N/A | N/A | N/A | N/A | NO | NO | NO | 2017-06-24 | Mr. Steam Price Book 2017 | 2
MSBUTLER1RD-BN | CONTROL PACKAGE | Butler | ACTIVE (ECOM) | Butler Package Round Brushed Nickel | 767931140327 | 00767931140327 | BRUSHED NICKEL | Butler Package includes: (1) iTempoPlus Control (1) AromaSteam SteamHead (1) AutoFlush® (1) Condensation Pan (1) SteamLinx. For generator models MS90E to MSSUPER3E | 2200 | 1540 | 2019-04-01 | Yes | 15 | 28 | 13 | 11 | 28 x 13 x 11 | 15 | 28 | 13 | 11 | 28 x 13 x 11 | Its never been easier to optimize your steam shower experience. With an elegant design and easy to use interface, you can control more than steam. Connect AromaSteam and ChromaSteam systems to create a personalized wellness center. | Set the perfect steam temperature for multiple users | ChromaSteam3 lighting & AromaSteam infusion | Never wonder what time , day or date it is in your SteamShower or bathroom | Manufactured in strong, durable and long lasting solid brass | Compliment any bathroom design with one of 11 designer or glass finishes | [5 empty] | N/A | N/A | N/A | N/A | NO | N/A | All eSeries Generators | 103990-60; MSTS | N/A | N/A | https://cdn.intelligencebank.com/us/share/B3R/KeX0/21y6/original/steam-logo-white.jpg | http://public2.intelligencebank.com/e2c56f829e1e5d82347c365bf31980f6/d8be218c3836ea49bc30d4db3541a2e8/MSBUTLER1RD-BN.jpg | N/A | N/A | https://vimeo.com/58153234 | https://vimeo.com/58153232 | https://vimeo.com/73313150 | N/A | http://prodrep.mrsteam.com/DocumentResources/d1f0ef4a-aa86-4f9f-b8e4-ceba8ace31f3.pdf | N/A | http://prodrep.mrsteam.com/DocumentResources/278f8bd4-e4dd-4dc6-bbf8-9b48e09be4aa.pdf | 1419014 | N/A | UNITED STATES | http://prodrep.mrsteam.com/DocumentResources/d6a61c17-60ee-4efc-b1ec-4fa4cb6c55b8.pdf | 72 HOURS | http://prodrep.mrsteam.com/DocumentResources/dcf45949-fdc5-42ac-b825-59f139ef9bff.pdf | http://prodrep.mrsteam.com/DocumentResources/56b4f5d3-b3ed-404c-8323-70b28c881ebc.pdf | http://prodrep.mrsteam.com/DocumentResources/fb82c221-da8d-4d90-ae1e-66670ba7542f.pdf | YES | Plastic; Metal | N/A | YES | N/A | YES | NO | YES | YES | YES | N/A | N/A | Wall-Mount | NO | 1; EA | NO | NO | NO | NO | PESTICIDE/AEROSOL: NO | CHEMICAL/SOLVENT: NO | Lead: No Mercury: No Silver: No Cadmium: No Chromium: No Barium: No Arsenic: No Selenium: No | PARCEL | 70 | N/A | N/A | N/A | N/A | N/A | N/A | N/A | N/A | HARDWIRED | N/A | N/A | N/A | NO | N/A | N/A | N/A | N/A | N/A | N/A | N/A | N/A | N/A | N/A | N/A | N/A | N/A | N/A | N/A | N/A | N/A | N/A | N/A | N/A | N/A | N/A | N/A | NO | NO | NO | 2017-06-24 | Mr. Steam Price Book 2017 | 2
MSBUTLER1RD-MB | CONTROL PACKAGE | Butler | ACTIVE (ECOM) | Butler Package Round Matte Black | 767931142017 | 00767931142017 | MATTE BLACK | Butler 2 Package includes: (1) iTempoPlus Control (2) AromaSteam SteamHead (2) AutoFlush® (2) Condensation Pan (1) SteamLinx. For generator models MSSUPER4E to MSSUPER6E | 2200 | 1540 | 2019-04-01 | Yes | 15 | 28 | 13 | 11 | 28 x 13 x 11 | 15 | 28 | 13 | 11 | 28 x 13 x 11 | Its never been easier to optimize your steam shower experience. With an elegant design and easy to use interface, you can control more than steam. Connect AromaSteam and ChromaSteam systems to create a personalized wellness center. | Set the perfect steam temperature for multiple users | ChromaSteam3 lighting & AromaSteam infusion | Never wonder what time , day or date it is in your SteamShower or bathroom | Manufactured in strong, durable and long lasting solid brass | Compliment any bathroom design with one of 11 designer or glass finishes | [5 empty] | N/A | N/A | N/A | N/A | NO | N/A | All eSeries Generators | 103990-60; MSTS | N/A | N/A | https://cdn.intelligencebank.com/us/share/B3R/KeX0/21y6/original/steam-logo-white.jpg | https://cdn.intelligencebank.com/us/share/B3R/Ewl9/jMlX/original/MSBUTLER1RD-MB.jpg |  |  | https://vimeo.com/58153234 | https://vimeo.com/58153232 | https://vimeo.com/73313150 | N/A | http://prodrep.mrsteam.com/DocumentResources/d1f0ef4a-aa86-4f9f-b8e4-ceba8ace31f3.pdf | N/A | http://prodrep.mrsteam.com/DocumentResources/278f8bd4-e4dd-4dc6-bbf8-9b48e09be4aa.pdf | 1419014 | N/A | UNITED STATES | http://prodrep.mrsteam.com/DocumentResources/d6a61c17-60ee-4efc-b1ec-4fa4cb6c55b8.pdf | 72 HOURS | http://prodrep.mrsteam.com/DocumentResources/dcf45949-fdc5-42ac-b825-59f139ef9bff.pdf | http://prodrep.mrsteam.com/DocumentResources/56b4f5d3-b3ed-404c-8323-70b28c881ebc.pdf | http://prodrep.mrsteam.com/DocumentResources/fb82c221-da8d-4d90-ae1e-66670ba7542f.pdf | YES | Plastic; Metal | N/A | YES | N/A | YES | NO | YES | YES | YES | N/A | N/A | Wall-Mount | NO | 1; EA | NO | NO | NO | NO | PESTICIDE/AEROSOL: NO | CHEMICAL/SOLVENT: NO | Lead: No Mercury: No Silver: No Cadmium: No Chromium: No Barium: No Arsenic: No Selenium: No | PARCEL | 70 | N/A | N/A | N/A | N/A | N/A | N/A | N/A | N/A | HARDWIRED | N/A | N/A | N/A | NO | N/A | N/A | N/A | N/A | N/A | N/A | N/A | N/A | N/A | N/A | N/A | N/A | N/A | N/A | N/A | N/A | N/A | N/A | N/A | N/A | N/A | N/A | N/A | NO | NO | NO | 2017-06-24 | Mr. Steam Price Book 2017 | 2
MSBUTLER1RD-ORB | CONTROL PACKAGE | Butler | ACTIVE (ECOM) | Butler Package Round Oil Rubbed Bronze | 767931140334 | 00767931140334 | OIL RUBBED BRONZE | Butler Package includes: (1) iTempoPlus Control (1) AromaSteam SteamHead (1) AutoFlush® (1) Condensation Pan (1) SteamLinx. For generator models MS90E to MSSUPER3E | 2200 | 1540 | 2019-04-01 | Yes | 15 | 28 | 13 | 11 | 28 x 13 x 11 | 15 | 28 | 13 | 11 | 28 x 13 x 11 | Its never been easier to optimize your steam shower experience. With an elegant design and easy to use interface, you can control more than steam. Connect AromaSteam and ChromaSteam systems to create a personalized wellness center. | Set the perfect steam temperature for multiple users | ChromaSteam3 lighting & AromaSteam infusion | Never wonder what time , day or date it is in your SteamShower or bathroom | Manufactured in strong, durable and long lasting solid brass | Compliment any bathroom design with one of 11 designer or glass finishes | [5 empty] | N/A | N/A | N/A | N/A | NO | N/A | All eSeries Generators | 103990-60; MSTS | N/A | N/A | https://cdn.intelligencebank.com/us/share/B3R/KeX0/21y6/original/steam-logo-white.jpg | http://public2.intelligencebank.com/e2c56f829e1e5d82347c365bf31980f6/0de527b2c83534b480d57f6706212b86/MSBUTLER1RD-ORB.jpg | N/A | N/A | https://vimeo.com/58153234 | https://vimeo.com/58153232 | https://vimeo.com/73313150 | N/A | http://prodrep.mrsteam.com/DocumentResources/d1f0ef4a-aa86-4f9f-b8e4-ceba8ace31f3.pdf | N/A | http://prodrep.mrsteam.com/DocumentResources/278f8bd4-e4dd-4dc6-bbf8-9b48e09be4aa.pdf | 1419014 | N/A | UNITED STATES | http://prodrep.mrsteam.com/DocumentResources/d6a61c17-60ee-4efc-b1ec-4fa4cb6c55b8.pdf | 72 HOURS | http://prodrep.mrsteam.com/DocumentResources/dcf45949-fdc5-42ac-b825-59f139ef9bff.pdf | http://prodrep.mrsteam.com/DocumentResources/56b4f5d3-b3ed-404c-8323-70b28c881ebc.pdf | http://prodrep.mrsteam.com/DocumentResources/fb82c221-da8d-4d90-ae1e-66670ba7542f.pdf | YES | Plastic; Metal | N/A | YES | N/A | YES | NO | YES | YES | YES | N/A | N/A | Wall-Mount | NO | 1; EA | NO | NO | NO | NO | PESTICIDE/AEROSOL: NO | CHEMICAL/SOLVENT: NO | Lead: No Mercury: No Silver: No Cadmium: No Chromium: No Barium: No Arsenic: No Selenium: No | PARCEL | 70 | N/A | N/A | N/A | N/A | N/A | N/A | N/A | N/A | HARDWIRED | N/A | N/A | N/A | NO | N/A | N/A | N/A | N/A | N/A | N/A | N/A | N/A | N/A | N/A | N/A | N/A | N/A | N/A | N/A | N/A | N/A | N/A | N/A | N/A | N/A | N/A | N/A | NO | NO | NO | 2017-06-24 | Mr. Steam Price Book 2017 | 2
MSBUTLER1RD-PB | CONTROL PACKAGE | Butler | ACTIVE (ECOM) | Butler Package Round Polished Brass | 767931140365 | 00767931140365 | POLISHED BRASS | Butler Package includes: (1) iTempoPlus Control (1) AromaSteam SteamHead (1) AutoFlush® (1) Condensation Pan (1) SteamLinx. For generator models MS90E to MSSUPER3E | 2200 | 1540 | 2019-04-01 | Yes | 15 | 28 | 13 | 11 | 28 x 13 x 11 | 15 | 28 | 13 | 11 | 28 x 13 x 11 | Its never been easier to optimize your steam shower experience. With an elegant design and easy to use interface, you can control more than steam. Connect AromaSteam and ChromaSteam systems to create a personalized wellness center. | Set the perfect steam temperature for multiple users | ChromaSteam3 lighting & AromaSteam infusion | Never wonder what time , day or date it is in your SteamShower or bathroom | Manufactured in strong, durable and long lasting solid brass | Compliment any bathroom design with one of 11 designer or glass finishes | [5 empty] | N/A | N/A | N/A | N/A | NO | N/A | All eSeries Generators | 103990-60; MSTS | N/A | N/A | https://cdn.intelligencebank.com/us/share/B3R/KeX0/21y6/original/steam-logo-white.jpg | http://public2.intelligencebank.com/e2c56f829e1e5d82347c365bf31980f6/7b782f346e24431fda6beb6b82ffd226/MSBUTLER1RD-PB.jpg | N/A | N/A | https://vimeo.com/58153234 | https://vimeo.com/58153232 | https://vimeo.com/73313150 | N/A | http://prodrep.mrsteam.com/DocumentResources/d1f0ef4a-aa86-4f9f-b8e4-ceba8ace31f3.pdf | N/A | http://prodrep.mrsteam.com/DocumentResources/278f8bd4-e4dd-4dc6-bbf8-9b48e09be4aa.pdf | 1419014 | N/A | UNITED STATES | http://prodrep.mrsteam.com/DocumentResources/d6a61c17-60ee-4efc-b1ec-4fa4cb6c55b8.pdf | 72 HOURS | http://prodrep.mrsteam.com/DocumentResources/dcf45949-fdc5-42ac-b825-59f139ef9bff.pdf | http://prodrep.mrsteam.com/DocumentResources/56b4f5d3-b3ed-404c-8323-70b28c881ebc.pdf | http://prodrep.mrsteam.com/DocumentResources/fb82c221-da8d-4d90-ae1e-66670ba7542f.pdf | YES | Plastic; Metal | N/A | YES | N/A | YES | NO | YES | YES | YES | N/A | N/A | Wall-Mount | NO | 1; EA | NO | NO | NO | NO | PESTICIDE/AEROSOL: NO | CHEMICAL/SOLVENT: NO | Lead: No Mercury: No Silver: No Cadmium: No Chromium: No Barium: No Arsenic: No Selenium: No | PARCEL | 70 | N/A | N/A | N/A | N/A | N/A | N/A | N/A | N/A | HARDWIRED | N/A | N/A | N/A | NO | N/A | N/A | N/A | N/A | N/A | N/A | N/A | N/A | N/A | N/A | N/A | N/A | N/A | N/A | N/A | N/A | N/A | N/A | N/A | N/A | N/A | N/A | N/A | NO | NO | NO | 2017-06-24 | Mr. Steam Price Book 2017 | 2
MSBUTLER1RD-PC | CONTROL PACKAGE | Butler | ACTIVE (ECOM) | Butler Package Round Polished Chrome | 767931140310 | 00767931140310 | POLISHED CHROME | Butler Package includes: (1) iTempoPlus Control (1) AromaSteam SteamHead (1) AutoFlush® (1) Condensation Pan (1) SteamLinx. For generator models MS90E to MSSUPER3E | 2100 | 1470 | 2019-04-01 | Yes | 15 | 28 | 13 | 11 | 28 x 13 x 11 | 15 | 28 | 13 | 11 | 28 x 13 x 11 | Its never been easier to optimize your steam shower experience. With an elegant design and easy to use interface, you can control more than steam. Connect AromaSteam and ChromaSteam systems to create a personalized wellness center. | Set the perfect steam temperature for multiple users | ChromaSteam3 lighting & AromaSteam infusion | Never wonder what time , day or date it is in your SteamShower or bathroom | Manufactured in strong, durable and long lasting solid brass | Compliment any bathroom design with one of 11 designer or glass finishes | [5 empty] | N/A | N/A | N/A | N/A | NO | N/A | All eSeries Generators | 103990-60; MSTS | N/A | N/A | https://cdn.intelligencebank.com/us/share/B3R/KeX0/21y6/original/steam-logo-white.jpg | http://public2.intelligencebank.com/e2c56f829e1e5d82347c365bf31980f6/15865368625265fcbada3fe4e18aef0c/MSBUTLER1RD-PC.jpg | N/A | N/A | https://vimeo.com/58153234 | https://vimeo.com/58153232 | https://vimeo.com/73313150 | N/A | http://prodrep.mrsteam.com/DocumentResources/d1f0ef4a-aa86-4f9f-b8e4-ceba8ace31f3.pdf | N/A | http://prodrep.mrsteam.com/DocumentResources/278f8bd4-e4dd-4dc6-bbf8-9b48e09be4aa.pdf | 1419014 | N/A | UNITED STATES | http://prodrep.mrsteam.com/DocumentResources/d6a61c17-60ee-4efc-b1ec-4fa4cb6c55b8.pdf | 72 HOURS | http://prodrep.mrsteam.com/DocumentResources/dcf45949-fdc5-42ac-b825-59f139ef9bff.pdf | http://prodrep.mrsteam.com/DocumentResources/56b4f5d3-b3ed-404c-8323-70b28c881ebc.pdf | http://prodrep.mrsteam.com/DocumentResources/fb82c221-da8d-4d90-ae1e-66670ba7542f.pdf | YES | Plastic; Metal | N/A | YES | N/A | YES | NO | YES | YES | YES | N/A | N/A | Wall-Mount | NO | 1; EA | NO | NO | NO | NO | PESTICIDE/AEROSOL: NO | CHEMICAL/SOLVENT: NO | Lead: No Mercury: No Silver: No Cadmium: No Chromium: No Barium: No Arsenic: No Selenium: No | PARCEL | 70 | N/A | N/A | N/A | N/A | N/A | N/A | N/A | N/A | HARDWIRED | N/A | N/A | N/A | NO | N/A | N/A | N/A | N/A | N/A | N/A | N/A | N/A | N/A | N/A | N/A | N/A | N/A | N/A | N/A | N/A | N/A | N/A | N/A | N/A | N/A | N/A | N/A | NO | NO | NO | 2017-06-24 | Mr. Steam Price Book 2017 | 2
MSBUTLER1RD-PN | CONTROL PACKAGE | Butler | ACTIVE (ECOM) | Butler Package Round Polished Nickel | 767931140372 | 00767931140372 | POLISHED NICKEL | Butler Package includes: (1) iTempoPlus Control (1) AromaSteam SteamHead (1) AutoFlush® (1) Condensation Pan (1) SteamLinx. For generator models MS90E to MSSUPER3E | 2200 | 1540 | 2019-04-01 | Yes | 15 | 28 | 13 | 11 | 28 x 13 x 11 | 15 | 28 | 13 | 11 | 28 x 13 x 11 | Its never been easier to optimize your steam shower experience. With an elegant design and easy to use interface, you can control more than steam. Connect AromaSteam and ChromaSteam systems to create a personalized wellness center. | Set the perfect steam temperature for multiple users | ChromaSteam3 lighting & AromaSteam infusion | Never wonder what time , day or date it is in your SteamShower or bathroom | Manufactured in strong, durable and long lasting solid brass | Compliment any bathroom design with one of 11 designer or glass finishes | [5 empty] | N/A | N/A | N/A | N/A | NO | N/A | All eSeries Generators | 103990-60; MSTS | N/A | N/A | https://cdn.intelligencebank.com/us/share/B3R/KeX0/21y6/original/steam-logo-white.jpg | http://public2.intelligencebank.com/e2c56f829e1e5d82347c365bf31980f6/383a6a311b5b6a31c76814c4864884a6/MSBUTLER1RD-PN.jpg | N/A | N/A | https://vimeo.com/58153234 | https://vimeo.com/58153232 | https://vimeo.com/73313150 | N/A | http://prodrep.mrsteam.com/DocumentResources/d1f0ef4a-aa86-4f9f-b8e4-ceba8ace31f3.pdf | N/A | http://prodrep.mrsteam.com/DocumentResources/278f8bd4-e4dd-4dc6-bbf8-9b48e09be4aa.pdf | 1419014 | N/A | UNITED STATES | http://prodrep.mrsteam.com/DocumentResources/d6a61c17-60ee-4efc-b1ec-4fa4cb6c55b8.pdf | 72 HOURS | http://prodrep.mrsteam.com/DocumentResources/dcf45949-fdc5-42ac-b825-59f139ef9bff.pdf | http://prodrep.mrsteam.com/DocumentResources/56b4f5d3-b3ed-404c-8323-70b28c881ebc.pdf | http://prodrep.mrsteam.com/DocumentResources/fb82c221-da8d-4d90-ae1e-66670ba7542f.pdf | YES | Plastic; Metal | N/A | YES | N/A | YES | NO | YES | YES | YES | N/A | N/A | Wall-Mount | NO | 1; EA | NO | NO | NO | NO | PESTICIDE/AEROSOL: NO | CHEMICAL/SOLVENT: NO | Lead: No Mercury: No Silver: No Cadmium: No Chromium: No Barium: No Arsenic: No Selenium: No | PARCEL | 70 | N/A | N/A | N/A | N/A | N/A | N/A | N/A | N/A | HARDWIRED | N/A | N/A | N/A | NO | N/A | N/A | N/A | N/A | N/A | N/A | N/A | N/A | N/A | N/A | N/A | N/A | N/A | N/A | N/A | N/A | N/A | N/A | N/A | N/A | N/A | N/A | N/A | NO | NO | NO | 2017-06-24 | Mr. Steam Price Book 2017 | 2
MSBUTLER1RD-RAW | CONTROL PACKAGE | Butler | ACTIVE (ECOM) | Butler Package Round Un-plated | 767931150173 | 00767931150173 | CUSTOM PLATING | Butler Package includes: (1) iTempoPlus Control (1) AromaSteam SteamHead (1) AutoFlush® (1) Condensation Pan (1) SteamLinx. For generator models MS90E to MSSUPER3E | 2200 | 1540 | 2019-04-01 | Yes | 15 | 28 | 13 | 11 | 28 x 13 x 11 | 15 | 28 | 13 | 11 | 28 x 13 x 11 | Its never been easier to optimize your steam shower experience. With an elegant design and easy to use interface, you can control more than steam. Connect AromaSteam and ChromaSteam systems to create a personalized wellness center. | Set the perfect steam temperature for multiple users | ChromaSteam3 lighting & AromaSteam infusion | Never wonder what time , day or date it is in your SteamShower or bathroom | Manufactured in strong, durable and long lasting solid brass | Compliment any bathroom design with one of 11 designer or glass finishes | [5 empty] | N/A | N/A | N/A | N/A | NO | N/A | All eSeries Generators | 103990-60; MSTS | N/A | N/A | https://cdn.intelligencebank.com/us/share/B3R/KeX0/21y6/original/steam-logo-white.jpg | http://public2.intelligencebank.com/e2c56f829e1e5d82347c365bf31980f6/c03c48aac2a9f2fbfd5f6dead607f521/MSBUTLER1RD-RAW.jpg | N/A | N/A | https://vimeo.com/58153234 | https://vimeo.com/58153232 | https://vimeo.com/73313150 | N/A | http://prodrep.mrsteam.com/DocumentResources/d1f0ef4a-aa86-4f9f-b8e4-ceba8ace31f3.pdf | N/A | http://prodrep.mrsteam.com/DocumentResources/278f8bd4-e4dd-4dc6-bbf8-9b48e09be4aa.pdf | 1419014 | N/A | UNITED STATES | http://prodrep.mrsteam.com/DocumentResources/d6a61c17-60ee-4efc-b1ec-4fa4cb6c55b8.pdf | 72 HOURS | http://prodrep.mrsteam.com/DocumentResources/dcf45949-fdc5-42ac-b825-59f139ef9bff.pdf | http://prodrep.mrsteam.com/DocumentResources/56b4f5d3-b3ed-404c-8323-70b28c881ebc.pdf | http://prodrep.mrsteam.com/DocumentResources/fb82c221-da8d-4d90-ae1e-66670ba7542f.pdf | YES | Plastic; Metal | N/A | YES | N/A | YES | NO | YES | YES | YES | N/A | N/A | Wall-Mount | NO | 1; EA | NO | NO | NO | NO | PESTICIDE/AEROSOL: NO | CHEMICAL/SOLVENT: NO | Lead: No Mercury: No Silver: No Cadmium: No Chromium: No Barium: No Arsenic: No Selenium: No | PARCEL | 70 | N/A | N/A | N/A | N/A | N/A | N/A | N/A | N/A | HARDWIRED | N/A | N/A | N/A | NO | N/A | N/A | N/A | N/A | N/A | N/A | N/A | N/A | N/A | N/A | N/A | N/A | N/A | N/A | N/A | N/A | N/A | N/A | N/A | N/A | N/A | N/A | N/A | NO | NO | NO | 2017-06-24 | Mr. Steam Price Book 2017 | 2
MSBUTLER1RD-SB | CONTROL PACKAGE | Butler | ACTIVE (ECOM) | Butler Package Round Satin Brass | 767931910968 | 00767931910968 | SATIN BRASS | Butler Package includes: (1) iTempoPlus Control (1) AromaSteam SteamHead (1) AutoFlush® (1) Condensation Pan (1) SteamLinx. For generator models MS90E to MSSUPER3E | 2200 | 1540 | 2019-04-01 | Yes | 15 | 28 | 13 | 11 | 28 x 13 x 11 | 15 | 28 | 13 | 11 | 28 x 13 x 11 | Its never been easier to optimize your steam shower experience. With an elegant design and easy to use interface, you can control more than steam. Connect AromaSteam and ChromaSteam systems to create a personalized wellness center. | Set the perfect steam temperature for multiple users | ChromaSteam3 lighting & AromaSteam infusion | Never wonder what time , day or date it is in your SteamShower or bathroom | Manufactured in strong, durable and long lasting solid brass | Compliment any bathroom design with one of 11 designer or glass finishes | [5 empty] | N/A | N/A | N/A | N/A | NO | N/A | All eSeries Generators | 103990-60; MSTS | N/A | N/A | https://cdn.intelligencebank.com/us/share/B3R/KeX0/21y6/original/steam-logo-white.jpg | http://public2.intelligencebank.com/e2c56f829e1e5d82347c365bf31980f6/2c6b95009ef9f458991953a56a9c5c1a/MSBUTLER1RD-SB.jpg | N/A | N/A | https://vimeo.com/58153234 | https://vimeo.com/58153232 | https://vimeo.com/73313150 | N/A | http://prodrep.mrsteam.com/DocumentResources/d1f0ef4a-aa86-4f9f-b8e4-ceba8ace31f3.pdf | N/A | http://prodrep.mrsteam.com/DocumentResources/278f8bd4-e4dd-4dc6-bbf8-9b48e09be4aa.pdf | 1419014 | N/A | UNITED STATES | http://prodrep.mrsteam.com/DocumentResources/d6a61c17-60ee-4efc-b1ec-4fa4cb6c55b8.pdf | 72 HOURS | http://prodrep.mrsteam.com/DocumentResources/dcf45949-fdc5-42ac-b825-59f139ef9bff.pdf | http://prodrep.mrsteam.com/DocumentResources/56b4f5d3-b3ed-404c-8323-70b28c881ebc.pdf | http://prodrep.mrsteam.com/DocumentResources/fb82c221-da8d-4d90-ae1e-66670ba7542f.pdf | YES | Plastic; Metal | N/A | YES | N/A | YES | NO | YES | YES | YES | N/A | N/A | Wall-Mount | NO | 1; EA | NO | NO | NO | NO | PESTICIDE/AEROSOL: NO | CHEMICAL/SOLVENT: NO | Lead: No Mercury: No Silver: No Cadmium: No Chromium: No Barium: No Arsenic: No Selenium: No | PARCEL | 70 | N/A | N/A | N/A | N/A | N/A | N/A | N/A | N/A | HARDWIRED | N/A | N/A | N/A | NO | N/A | N/A | N/A | N/A | N/A | N/A | N/A | N/A | N/A | N/A | N/A | N/A | N/A | N/A | N/A | N/A | N/A | N/A | N/A | N/A | N/A | N/A | N/A | NO | NO | NO | 2017-06-24 | Mr. Steam Price Book 2017 | 2
MSBUTLER1RD-WH | CONTROL PACKAGE | Butler | ACTIVE (ECOM) | Butler Package Round White | 767931910104 | 00767931910104 | WHITE | Butler Package includes: (1) iTempoPlus Control (1) AromaSteam SteamHead (1) AutoFlush® (1) Condensation Pan (1) SteamLinx. For generator models MS90E to MSSUPER3E | 2200 | 1540 | 2019-04-01 | Yes | 15 | 28 | 13 | 11 | 28 x 13 x 11 | 15 | 28 | 13 | 11 | 28 x 13 x 11 | Its never been easier to optimize your steam shower experience. With an elegant design and easy to use interface, you can control more than steam. Connect AromaSteam and ChromaSteam systems to create a personalized wellness center. | Set the perfect steam temperature for multiple users | ChromaSteam3 lighting & AromaSteam infusion | Never wonder what time , day or date it is in your SteamShower or bathroom | Manufactured in strong, durable and long lasting solid brass | Compliment any bathroom design with one of 11 designer or glass finishes | [5 empty] | N/A | N/A | N/A | N/A | NO | N/A | All eSeries Generators | 103990-60; MSTS | N/A | N/A | https://cdn.intelligencebank.com/us/share/B3R/KeX0/21y6/original/steam-logo-white.jpg | http://public2.intelligencebank.com/e2c56f829e1e5d82347c365bf31980f6/285de99d3862a6b15b7726fc1b2c798b/MSBUTLER1RD-WH.jpg | N/A | N/A | https://vimeo.com/58153234 | https://vimeo.com/58153232 | https://vimeo.com/73313150 | N/A | http://prodrep.mrsteam.com/DocumentResources/d1f0ef4a-aa86-4f9f-b8e4-ceba8ace31f3.pdf | N/A | http://prodrep.mrsteam.com/DocumentResources/278f8bd4-e4dd-4dc6-bbf8-9b48e09be4aa.pdf | 1419014 | N/A | UNITED STATES | http://prodrep.mrsteam.com/DocumentResources/d6a61c17-60ee-4efc-b1ec-4fa4cb6c55b8.pdf | 72 HOURS | http://prodrep.mrsteam.com/DocumentResources/dcf45949-fdc5-42ac-b825-59f139ef9bff.pdf | http://prodrep.mrsteam.com/DocumentResources/56b4f5d3-b3ed-404c-8323-70b28c881ebc.pdf | http://prodrep.mrsteam.com/DocumentResources/fb82c221-da8d-4d90-ae1e-66670ba7542f.pdf | YES | Plastic; Metal | N/A | YES | N/A | YES | NO | YES | YES | YES | N/A | N/A | Wall-Mount | NO | 1; EA | NO | NO | NO | NO | PESTICIDE/AEROSOL: NO | CHEMICAL/SOLVENT: NO | Lead: No Mercury: No Silver: No Cadmium: No Chromium: No Barium: No Arsenic: No Selenium: No | PARCEL | 70 | N/A | N/A | N/A | N/A | N/A | N/A | N/A | N/A | HARDWIRED | N/A | N/A | N/A | NO | N/A | N/A | N/A | N/A | N/A | N/A | N/A | N/A | N/A | N/A | N/A | N/A | N/A | N/A | N/A | N/A | N/A | N/A | N/A | N/A | N/A | N/A | N/A | NO | NO | NO | 2017-06-24 | Mr. Steam Price Book 2017 | 2
MSBUTLER1SQ-BB | CONTROL PACKAGE | Butler | ACTIVE (ECOM) | Butler Package Square Brushed Bronze | 767931142048 | 00767931142048 | BRUSHED BRONZE | Butler Package includes: (1) iTempoPlus Control (1) AromaSteam SteamHead (1) AutoFlush® (1) Condensation Pan (1) SteamLinx. For generator models MS90E to MSSUPER3E | 2200 | 1540 | 2019-04-01 | Yes | 15 | 28 | 13 | 11 | 28 x 13 x 11 | 15 | 28 | 13 | 11 | 28 x 13 x 11 | Its never been easier to optimize your steam shower experience. With an elegant design and easy to use interface, you can control more than steam. Connect AromaSteam and ChromaSteam systems to create a personalized wellness center. | Set the perfect steam temperature for multiple users | ChromaSteam3 lighting & AromaSteam infusion | Never wonder what time , day or date it is in your SteamShower or bathroom | Manufactured in strong, durable and long lasting solid brass | Compliment any bathroom design with one of 11 designer or glass finishes | [5 empty] | N/A | N/A | N/A | N/A | NO | N/A | All eSeries Generators | 103990-60; MSTS | N/A | N/A | https://cdn.intelligencebank.com/us/share/B3R/KeX0/21y6/original/steam-logo-white.jpg | http://public2.intelligencebank.com/e2c56f829e1e5d82347c365bf31980f6/ebbf15836d4ae2215d73d0c53b02d6ba/MSBUTLER1SQ-BB.jpg | N/A | N/A | https://vimeo.com/58153234 | https://vimeo.com/58153232 | https://vimeo.com/73313150 | N/A | http://prodrep.mrsteam.com/DocumentResources/d1f0ef4a-aa86-4f9f-b8e4-ceba8ace31f3.pdf | N/A | http://prodrep.mrsteam.com/DocumentResources/278f8bd4-e4dd-4dc6-bbf8-9b48e09be4aa.pdf | 1419014 | N/A | UNITED STATES | http://prodrep.mrsteam.com/DocumentResources/d6a61c17-60ee-4efc-b1ec-4fa4cb6c55b8.pdf | 72 HOURS | http://prodrep.mrsteam.com/DocumentResources/dcf45949-fdc5-42ac-b825-59f139ef9bff.pdf | http://prodrep.mrsteam.com/DocumentResources/56b4f5d3-b3ed-404c-8323-70b28c881ebc.pdf | http://prodrep.mrsteam.com/DocumentResources/fb82c221-da8d-4d90-ae1e-66670ba7542f.pdf | YES | Plastic; Metal | N/A | YES | N/A | YES | NO | YES | YES | YES | N/A | N/A | Wall-Mount | NO | 1; EA | NO | NO | NO | NO | PESTICIDE/AEROSOL: NO | CHEMICAL/SOLVENT: NO | Lead: No Mercury: No Silver: No Cadmium: No Chromium: No Barium: No Arsenic: No Selenium: No | PARCEL | 70 | N/A | N/A | N/A | N/A | N/A | N/A | N/A | N/A | HARDWIRED | N/A | N/A | N/A | NO | N/A | N/A | N/A | N/A | N/A | N/A | N/A | N/A | N/A | N/A | N/A | N/A | N/A | N/A | N/A | N/A | N/A | N/A | N/A | N/A | N/A | N/A | N/A | NO | NO | NO | 2017-06-24 | Mr. Steam Price Book 2017 | 2
MSBUTLER1SQ-BK | CONTROL PACKAGE | Butler | ACTIVE (ECOM) | Butler Package Square Black | 767931910111 | 00767931910111 | BLACK | Butler Package includes: (1) iTempoPlus Control (1) AromaSteam SteamHead (1) AutoFlush® (1) Condensation Pan (1) SteamLinx. For generator models MS90E to MSSUPER3E | 2200 | 1540 | 2019-04-01 | Yes | 15 | 28 | 13 | 11 | 28 x 13 x 11 | 15 | 28 | 13 | 11 | 28 x 13 x 11 | Its never been easier to optimize your steam shower experience. With an elegant design and easy to use interface, you can control more than steam. Connect AromaSteam and ChromaSteam systems to create a personalized wellness center. | Set the perfect steam temperature for multiple users | ChromaSteam3 lighting & AromaSteam infusion | Never wonder what time , day or date it is in your SteamShower or bathroom | Manufactured in strong, durable and long lasting solid brass | Compliment any bathroom design with one of 11 designer or glass finishes | [5 empty] | N/A | N/A | N/A | N/A | NO | N/A | All eSeries Generators | 103990-60; MSTS | N/A | N/A | https://cdn.intelligencebank.com/us/share/B3R/KeX0/21y6/original/steam-logo-white.jpg | http://public2.intelligencebank.com/e2c56f829e1e5d82347c365bf31980f6/5760e2d8523be476a7749e2476ea94ad/MSBUTLER1SQ-BK.jpg | N/A | N/A | https://vimeo.com/58153234 | https://vimeo.com/58153232 | https://vimeo.com/73313150 | N/A | http://prodrep.mrsteam.com/DocumentResources/d1f0ef4a-aa86-4f9f-b8e4-ceba8ace31f3.pdf | N/A | http://prodrep.mrsteam.com/DocumentResources/278f8bd4-e4dd-4dc6-bbf8-9b48e09be4aa.pdf | 1419014 | N/A | UNITED STATES | http://prodrep.mrsteam.com/DocumentResources/d6a61c17-60ee-4efc-b1ec-4fa4cb6c55b8.pdf | 72 HOURS | http://prodrep.mrsteam.com/DocumentResources/dcf45949-fdc5-42ac-b825-59f139ef9bff.pdf | http://prodrep.mrsteam.com/DocumentResources/56b4f5d3-b3ed-404c-8323-70b28c881ebc.pdf | http://prodrep.mrsteam.com/DocumentResources/fb82c221-da8d-4d90-ae1e-66670ba7542f.pdf | YES | Plastic; Metal | N/A | YES | N/A | YES | NO | YES | YES | YES | N/A | N/A | Wall-Mount | NO | 1; EA | NO | NO | NO | NO | PESTICIDE/AEROSOL: NO | CHEMICAL/SOLVENT: NO | Lead: No Mercury: No Silver: No Cadmium: No Chromium: No Barium: No Arsenic: No Selenium: No | PARCEL | 70 | N/A | N/A | N/A | N/A | N/A | N/A | N/A | N/A | HARDWIRED | N/A | N/A | N/A | NO | N/A | N/A | N/A | N/A | N/A | N/A | N/A | N/A | N/A | N/A | N/A | N/A | N/A | N/A | N/A | N/A | N/A | N/A | N/A | N/A | N/A | N/A | N/A | NO | NO | NO | 2017-06-24 | Mr. Steam Price Book 2017 | 2
MSBUTLER1SQ-BN | CONTROL PACKAGE | Butler | ACTIVE (ECOM) | Butler Package Square Brushed Nickel | 767931140549 | 00767931140549 | BRUSHED NICKEL | Butler Package includes: (1) iTempoPlus Control (1) AromaSteam SteamHead (1) AutoFlush® (1) Condensation Pan (1) SteamLinx. For generator models MS90E to MSSUPER3E | 2200 | 1540 | 2019-04-01 | Yes | 15 | 28 | 13 | 11 | 28 x 13 x 11 | 15 | 28 | 13 | 11 | 28 x 13 x 11 | Its never been easier to optimize your steam shower experience. With an elegant design and easy to use interface, you can control more than steam. Connect AromaSteam and ChromaSteam systems to create a personalized wellness center. | Set the perfect steam temperature for multiple users | ChromaSteam3 lighting & AromaSteam infusion | Never wonder what time , day or date it is in your SteamShower or bathroom | Manufactured in strong, durable and long lasting solid brass | Compliment any bathroom design with one of 11 designer or glass finishes | [5 empty] | N/A | N/A | N/A | N/A | NO | N/A | All eSeries Generators | 103990-60; MSTS | N/A | N/A | https://cdn.intelligencebank.com/us/share/B3R/KeX0/21y6/original/steam-logo-white.jpg | http://public2.intelligencebank.com/e2c56f829e1e5d82347c365bf31980f6/85fa931c6094db0b3080c5d029ee01ad/MSBUTLER1SQ-BN.jpg | N/A | N/A | https://vimeo.com/58153234 | https://vimeo.com/58153232 | https://vimeo.com/73313150 | N/A | http://prodrep.mrsteam.com/DocumentResources/d1f0ef4a-aa86-4f9f-b8e4-ceba8ace31f3.pdf | N/A | http://prodrep.mrsteam.com/DocumentResources/278f8bd4-e4dd-4dc6-bbf8-9b48e09be4aa.pdf | 1419014 | N/A | UNITED STATES | http://prodrep.mrsteam.com/DocumentResources/d6a61c17-60ee-4efc-b1ec-4fa4cb6c55b8.pdf | 72 HOURS | http://prodrep.mrsteam.com/DocumentResources/dcf45949-fdc5-42ac-b825-59f139ef9bff.pdf | http://prodrep.mrsteam.com/DocumentResources/56b4f5d3-b3ed-404c-8323-70b28c881ebc.pdf | http://prodrep.mrsteam.com/DocumentResources/fb82c221-da8d-4d90-ae1e-66670ba7542f.pdf | YES | Plastic; Metal | N/A | YES | N/A | YES | NO | YES | YES | YES | N/A | N/A | Wall-Mount | NO | 1; EA | NO | NO | NO | NO | PESTICIDE/AEROSOL: NO | CHEMICAL/SOLVENT: NO | Lead: No Mercury: No Silver: No Cadmium: No Chromium: No Barium: No Arsenic: No Selenium: No | PARCEL | 70 | N/A | N/A | N/A | N/A | N/A | N/A | N/A | N/A | HARDWIRED | N/A | N/A | N/A | NO | N/A | N/A | N/A | N/A | N/A | N/A | N/A | N/A | N/A | N/A | N/A | N/A | N/A | N/A | N/A | N/A | N/A | N/A | N/A | N/A | N/A | N/A | N/A | NO | NO | NO | 2017-06-24 | Mr. Steam Price Book 2017 | 2
MSBUTLER1SQ-MB | CONTROL PACKAGE | Butler | ACTIVE (ECOM) | Butler Package Square Matte Black | 767931142055 | 00767931142055 | MATTE BLACK | Butler 2 Package includes: (1) iTempoPlus Control (2) AromaSteam SteamHead (2) AutoFlush® (2) Condensation Pan (1) SteamLinx. For generator models MSSUPER4E to MSSUPER6E | 2200 | 1540 | 2019-04-01 | Yes | 15 | 28 | 13 | 11 | 28 x 13 x 11 | 15 | 28 | 13 | 11 | 28 x 13 x 11 | Its never been easier to optimize your steam shower experience. With an elegant design and easy to use interface, you can control more than steam. Connect AromaSteam and ChromaSteam systems to create a personalized wellness center. | Set the perfect steam temperature for multiple users | ChromaSteam3 lighting & AromaSteam infusion | Never wonder what time , day or date it is in your SteamShower or bathroom | Manufactured in strong, durable and long lasting solid brass | Compliment any bathroom design with one of 11 designer or glass finishes | [5 empty] | N/A | N/A | N/A | N/A | NO | N/A | All eSeries Generators | 103990-60; MSTS | N/A | N/A | https://cdn.intelligencebank.com/us/share/B3R/KeX0/21y6/original/steam-logo-white.jpg | https://cdn.intelligencebank.com/us/share/B3R/Ewl9/3lra/original/MSBUTLER1SQ-MB.jpg |  |  | https://vimeo.com/58153234 | https://vimeo.com/58153232 | https://vimeo.com/73313150 | N/A | http://prodrep.mrsteam.com/DocumentResources/d1f0ef4a-aa86-4f9f-b8e4-ceba8ace31f3.pdf | N/A | http://prodrep.mrsteam.com/DocumentResources/278f8bd4-e4dd-4dc6-bbf8-9b48e09be4aa.pdf | 1419014 | N/A | UNITED STATES | http://prodrep.mrsteam.com/DocumentResources/d6a61c17-60ee-4efc-b1ec-4fa4cb6c55b8.pdf | 72 HOURS | http://prodrep.mrsteam.com/DocumentResources/dcf45949-fdc5-42ac-b825-59f139ef9bff.pdf | http://prodrep.mrsteam.com/DocumentResources/56b4f5d3-b3ed-404c-8323-70b28c881ebc.pdf | http://prodrep.mrsteam.com/DocumentResources/fb82c221-da8d-4d90-ae1e-66670ba7542f.pdf | YES | Plastic; Metal | N/A | YES | N/A | YES | NO | YES | YES | YES | N/A | N/A | Wall-Mount | NO | 1; EA | NO | NO | NO | NO | PESTICIDE/AEROSOL: NO | CHEMICAL/SOLVENT: NO | Lead: No Mercury: No Silver: No Cadmium: No Chromium: No Barium: No Arsenic: No Selenium: No | PARCEL | 70 | N/A | N/A | N/A | N/A | N/A | N/A | N/A | N/A | HARDWIRED | N/A | N/A | N/A | NO | N/A | N/A | N/A | N/A | N/A | N/A | N/A | N/A | N/A | N/A | N/A | N/A | N/A | N/A | N/A | N/A | N/A | N/A | N/A | N/A | N/A | N/A | N/A | NO | NO | NO | 2017-06-24 | Mr. Steam Price Book 2017 | 2
MSBUTLER1SQ-ORB | CONTROL PACKAGE | Butler | ACTIVE (ECOM) | Butler Package Square Oil Rubbed Bronze | 767931140556 | 00767931140556 | OIL RUBBED BRONZE | Butler Package includes: (1) iTempoPlus Control (1) AromaSteam SteamHead (1) AutoFlush® (1) Condensation Pan (1) SteamLinx. For generator models MS90E to MSSUPER3E | 2200 | 1540 | 2019-04-01 | Yes | 15 | 28 | 13 | 11 | 28 x 13 x 11 | 15 | 28 | 13 | 11 | 28 x 13 x 11 | Its never been easier to optimize your steam shower experience. With an elegant design and easy to use interface, you can control more than steam. Connect AromaSteam and ChromaSteam systems to create a personalized wellness center. | Set the perfect steam temperature for multiple users | ChromaSteam3 lighting & AromaSteam infusion | Never wonder what time , day or date it is in your SteamShower or bathroom | Manufactured in strong, durable and long lasting solid brass | Compliment any bathroom design with one of 11 designer or glass finishes | [5 empty] | N/A | N/A | N/A | N/A | NO | N/A | All eSeries Generators | 103990-60; MSTS | N/A | N/A | https://cdn.intelligencebank.com/us/share/B3R/KeX0/21y6/original/steam-logo-white.jpg | http://public2.intelligencebank.com/e2c56f829e1e5d82347c365bf31980f6/f9fbc078d088c596fdfed19829818118/MSBUTLER1SQ-ORB.jpg | N/A | N/A | https://vimeo.com/58153234 | https://vimeo.com/58153232 | https://vimeo.com/73313150 | N/A | http://prodrep.mrsteam.com/DocumentResources/d1f0ef4a-aa86-4f9f-b8e4-ceba8ace31f3.pdf | N/A | http://prodrep.mrsteam.com/DocumentResources/278f8bd4-e4dd-4dc6-bbf8-9b48e09be4aa.pdf | 1419014 | N/A | UNITED STATES | http://prodrep.mrsteam.com/DocumentResources/d6a61c17-60ee-4efc-b1ec-4fa4cb6c55b8.pdf | 72 HOURS | http://prodrep.mrsteam.com/DocumentResources/dcf45949-fdc5-42ac-b825-59f139ef9bff.pdf | http://prodrep.mrsteam.com/DocumentResources/56b4f5d3-b3ed-404c-8323-70b28c881ebc.pdf | http://prodrep.mrsteam.com/DocumentResources/fb82c221-da8d-4d90-ae1e-66670ba7542f.pdf | YES | Plastic; Metal | N/A | YES | N/A | YES | NO | YES | YES | YES | N/A | N/A | Wall-Mount | NO | 1; EA | NO | NO | NO | NO | PESTICIDE/AEROSOL: NO | CHEMICAL/SOLVENT: NO | Lead: No Mercury: No Silver: No Cadmium: No Chromium: No Barium: No Arsenic: No Selenium: No | PARCEL | 70 | N/A | N/A | N/A | N/A | N/A | N/A | N/A | N/A | HARDWIRED | N/A | N/A | N/A | NO | N/A | N/A | N/A | N/A | N/A | N/A | N/A | N/A | N/A | N/A | N/A | N/A | N/A | N/A | N/A | N/A | N/A | N/A | N/A | N/A | N/A | N/A | N/A | NO | NO | NO | 2017-06-24 | Mr. Steam Price Book 2017 | 2
MSBUTLER1SQ-PB | CONTROL PACKAGE | Butler | ACTIVE (ECOM) | Butler Package Square Polished Brass | 767931140587 | 00767931140587 | POLISHED BRASS | Butler Package includes: (1) iTempoPlus Control (1) AromaSteam SteamHead (1) AutoFlush® (1) Condensation Pan (1) SteamLinx. For generator models MS90E to MSSUPER3E | 2200 | 1540 | 2019-04-01 | Yes | 15 | 28 | 13 | 11 | 28 x 13 x 11 | 15 | 28 | 13 | 11 | 28 x 13 x 11 | Its never been easier to optimize your steam shower experience. With an elegant design and easy to use interface, you can control more than steam. Connect AromaSteam and ChromaSteam systems to create a personalized wellness center. | Set the perfect steam temperature for multiple users | ChromaSteam3 lighting & AromaSteam infusion | Never wonder what time , day or date it is in your SteamShower or bathroom | Manufactured in strong, durable and long lasting solid brass | Compliment any bathroom design with one of 11 designer or glass finishes | [5 empty] | N/A | N/A | N/A | N/A | NO | N/A | All eSeries Generators | 103990-60; MSTS | N/A | N/A | https://cdn.intelligencebank.com/us/share/B3R/KeX0/21y6/original/steam-logo-white.jpg | http://public2.intelligencebank.com/e2c56f829e1e5d82347c365bf31980f6/e5164cb7724827eb02e6cc6e437d8043/MSBUTLER1SQ-PB.jpg | N/A | N/A | https://vimeo.com/58153234 | https://vimeo.com/58153232 | https://vimeo.com/73313150 | N/A | http://prodrep.mrsteam.com/DocumentResources/d1f0ef4a-aa86-4f9f-b8e4-ceba8ace31f3.pdf | N/A | http://prodrep.mrsteam.com/DocumentResources/278f8bd4-e4dd-4dc6-bbf8-9b48e09be4aa.pdf | 1419014 | N/A | UNITED STATES | http://prodrep.mrsteam.com/DocumentResources/d6a61c17-60ee-4efc-b1ec-4fa4cb6c55b8.pdf | 72 HOURS | http://prodrep.mrsteam.com/DocumentResources/dcf45949-fdc5-42ac-b825-59f139ef9bff.pdf | http://prodrep.mrsteam.com/DocumentResources/56b4f5d3-b3ed-404c-8323-70b28c881ebc.pdf | http://prodrep.mrsteam.com/DocumentResources/fb82c221-da8d-4d90-ae1e-66670ba7542f.pdf | YES | Plastic; Metal | N/A | YES | N/A | YES | NO | YES | YES | YES | N/A | N/A | Wall-Mount | NO | 1; EA | NO | NO | NO | NO | PESTICIDE/AEROSOL: NO | CHEMICAL/SOLVENT: NO | Lead: No Mercury: No Silver: No Cadmium: No Chromium: No Barium: No Arsenic: No Selenium: No | PARCEL | 70 | N/A | N/A | N/A | N/A | N/A | N/A | N/A | N/A | HARDWIRED | N/A | N/A | N/A | NO | N/A | N/A | N/A | N/A | N/A | N/A | N/A | N/A | N/A | N/A | N/A | N/A | N/A | N/A | N/A | N/A | N/A | N/A | N/A | N/A | N/A | N/A | N/A | NO | NO | NO | 2017-06-24 | Mr. Steam Price Book 2017 | 2
MSBUTLER1SQ-PC | CONTROL PACKAGE | Butler | ACTIVE (ECOM) | Butler Package Square Polished Chrome | 767931140532 | 00767931140532 | POLISHED CHROME | Butler Package includes: (1) iTempoPlus Control (1) AromaSteam SteamHead (1) AutoFlush® (1) Condensation Pan (1) SteamLinx. For generator models MS90E to MSSUPER3E | 2100 | 1470 | 2019-04-01 | Yes | 15 | 28 | 13 | 11 | 28 x 13 x 11 | 15 | 28 | 13 | 11 | 28 x 13 x 11 | Its never been easier to optimize your steam shower experience. With an elegant design and easy to use interface, you can control more than steam. Connect AromaSteam and ChromaSteam systems to create a personalized wellness center. | Set the perfect steam temperature for multiple users | ChromaSteam3 lighting & AromaSteam infusion | Never wonder what time , day or date it is in your SteamShower or bathroom | Manufactured in strong, durable and long lasting solid brass | Compliment any bathroom design with one of 11 designer or glass finishes | [5 empty] | N/A | N/A | N/A | N/A | NO | N/A | All eSeries Generators | 103990-60; MSTS | N/A | N/A | https://cdn.intelligencebank.com/us/share/B3R/KeX0/21y6/original/steam-logo-white.jpg | http://public2.intelligencebank.com/e2c56f829e1e5d82347c365bf31980f6/1a688b02f39b30fe7c198078f52ab5c7/MSBUTLER1SQ-PC.jpg | N/A | N/A | https://vimeo.com/58153234 | https://vimeo.com/58153232 | https://vimeo.com/73313150 | N/A | http://prodrep.mrsteam.com/DocumentResources/d1f0ef4a-aa86-4f9f-b8e4-ceba8ace31f3.pdf | N/A | http://prodrep.mrsteam.com/DocumentResources/278f8bd4-e4dd-4dc6-bbf8-9b48e09be4aa.pdf | 1419014 | N/A | UNITED STATES | http://prodrep.mrsteam.com/DocumentResources/d6a61c17-60ee-4efc-b1ec-4fa4cb6c55b8.pdf | 72 HOURS | http://prodrep.mrsteam.com/DocumentResources/dcf45949-fdc5-42ac-b825-59f139ef9bff.pdf | http://prodrep.mrsteam.com/DocumentResources/56b4f5d3-b3ed-404c-8323-70b28c881ebc.pdf | http://prodrep.mrsteam.com/DocumentResources/fb82c221-da8d-4d90-ae1e-66670ba7542f.pdf | YES | Plastic; Metal | N/A | YES | N/A | YES | NO | YES | YES | YES | N/A | N/A | Wall-Mount | NO | 1; EA | NO | NO | NO | NO | PESTICIDE/AEROSOL: NO | CHEMICAL/SOLVENT: NO | Lead: No Mercury: No Silver: No Cadmium: No Chromium: No Barium: No Arsenic: No Selenium: No | PARCEL | 70 | N/A | N/A | N/A | N/A | N/A | N/A | N/A | N/A | HARDWIRED | N/A | N/A | N/A | NO | N/A | N/A | N/A | N/A | N/A | N/A | N/A | N/A | N/A | N/A | N/A | N/A | N/A | N/A | N/A | N/A | N/A | N/A | N/A | N/A | N/A | N/A | N/A | NO | NO | NO | 2017-06-24 | Mr. Steam Price Book 2017 | 2
MSBUTLER1SQ-PN | CONTROL PACKAGE | Butler | ACTIVE (ECOM) | Butler Package Square Polished Nickel | 767931140594 | 00767931140594 | POLISHED NICKEL | Butler Package includes: (1) iTempoPlus Control (1) AromaSteam SteamHead (1) AutoFlush® (1) Condensation Pan (1) SteamLinx. For generator models MS90E to MSSUPER3E | 2200 | 1540 | 2019-04-01 | Yes | 15 | 28 | 13 | 11 | 28 x 13 x 11 | 15 | 28 | 13 | 11 | 28 x 13 x 11 | Its never been easier to optimize your steam shower experience. With an elegant design and easy to use interface, you can control more than steam. Connect AromaSteam and ChromaSteam systems to create a personalized wellness center. | Set the perfect steam temperature for multiple users | ChromaSteam3 lighting & AromaSteam infusion | Never wonder what time , day or date it is in your SteamShower or bathroom | Manufactured in strong, durable and long lasting solid brass | Compliment any bathroom design with one of 11 designer or glass finishes | [5 empty] | N/A | N/A | N/A | N/A | NO | N/A | All eSeries Generators | 103990-60; MSTS | N/A | N/A | https://cdn.intelligencebank.com/us/share/B3R/KeX0/21y6/original/steam-logo-white.jpg | http://public2.intelligencebank.com/e2c56f829e1e5d82347c365bf31980f6/b80bddbb37091e3d5beaefea06a4010d/MSBUTLER1SQ-PN.jpg | N/A | N/A | https://vimeo.com/58153234 | https://vimeo.com/58153232 | https://vimeo.com/73313150 | N/A | http://prodrep.mrsteam.com/DocumentResources/d1f0ef4a-aa86-4f9f-b8e4-ceba8ace31f3.pdf | N/A | http://prodrep.mrsteam.com/DocumentResources/278f8bd4-e4dd-4dc6-bbf8-9b48e09be4aa.pdf | 1419014 | N/A | UNITED STATES | http://prodrep.mrsteam.com/DocumentResources/d6a61c17-60ee-4efc-b1ec-4fa4cb6c55b8.pdf | 72 HOURS | http://prodrep.mrsteam.com/DocumentResources/dcf45949-fdc5-42ac-b825-59f139ef9bff.pdf | http://prodrep.mrsteam.com/DocumentResources/56b4f5d3-b3ed-404c-8323-70b28c881ebc.pdf | http://prodrep.mrsteam.com/DocumentResources/fb82c221-da8d-4d90-ae1e-66670ba7542f.pdf | YES | Plastic; Metal | N/A | YES | N/A | YES | NO | YES | YES | YES | N/A | N/A | Wall-Mount | NO | 1; EA | NO | NO | NO | NO | PESTICIDE/AEROSOL: NO | CHEMICAL/SOLVENT: NO | Lead: No Mercury: No Silver: No Cadmium: No Chromium: No Barium: No Arsenic: No Selenium: No | PARCEL | 70 | N/A | N/A | N/A | N/A | N/A | N/A | N/A | N/A | HARDWIRED | N/A | N/A | N/A | NO | N/A | N/A | N/A | N/A | N/A | N/A | N/A | N/A | N/A | N/A | N/A | N/A | N/A | N/A | N/A | N/A | N/A | N/A | N/A | N/A | N/A | N/A | N/A | NO | NO | NO | 2017-06-24 | Mr. Steam Price Book 2017 | 2
MSBUTLER1SQ-RAW | CONTROL PACKAGE | Butler | ACTIVE (ECOM) | Butler Package Square Un-plated | 767931150197 | 00767931150197 | CUSTOM PLATING | Butler Package includes: (1) iTempoPlus Control (1) AromaSteam SteamHead (1) AutoFlush® (1) Condensation Pan (1) SteamLinx. For generator models MS90E to MSSUPER3E | 2200 | 1540 | 2019-04-01 | Yes | 15 | 28 | 13 | 11 | 28 x 13 x 11 | 15 | 28 | 13 | 11 | 28 x 13 x 11 | Its never been easier to optimize your steam shower experience. With an elegant design and easy to use interface, you can control more than steam. Connect AromaSteam and ChromaSteam systems to create a personalized wellness center. | Set the perfect steam temperature for multiple users | ChromaSteam3 lighting & AromaSteam infusion | Never wonder what time , day or date it is in your SteamShower or bathroom | Manufactured in strong, durable and long lasting solid brass | Compliment any bathroom design with one of 11 designer or glass finishes | [5 empty] | N/A | N/A | N/A | N/A | NO | N/A | All eSeries Generators | 103990-60; MSTS | N/A | N/A | https://cdn.intelligencebank.com/us/share/B3R/KeX0/21y6/original/steam-logo-white.jpg | http://public2.intelligencebank.com/e2c56f829e1e5d82347c365bf31980f6/280eb523f070d39a1c8b4f7764d3316d/MSBUTLER1SQ-RAW.jpg | N/A | N/A | https://vimeo.com/58153234 | https://vimeo.com/58153232 | https://vimeo.com/73313150 | N/A | http://prodrep.mrsteam.com/DocumentResources/d1f0ef4a-aa86-4f9f-b8e4-ceba8ace31f3.pdf | N/A | http://prodrep.mrsteam.com/DocumentResources/278f8bd4-e4dd-4dc6-bbf8-9b48e09be4aa.pdf | 1419014 | N/A | UNITED STATES | http://prodrep.mrsteam.com/DocumentResources/d6a61c17-60ee-4efc-b1ec-4fa4cb6c55b8.pdf | 72 HOURS | http://prodrep.mrsteam.com/DocumentResources/dcf45949-fdc5-42ac-b825-59f139ef9bff.pdf | http://prodrep.mrsteam.com/DocumentResources/56b4f5d3-b3ed-404c-8323-70b28c881ebc.pdf | http://prodrep.mrsteam.com/DocumentResources/fb82c221-da8d-4d90-ae1e-66670ba7542f.pdf | YES | Plastic; Metal | N/A | YES | N/A | YES | NO | YES | YES | YES | N/A | N/A | Wall-Mount | NO | 1; EA | NO | NO | NO | NO | PESTICIDE/AEROSOL: NO | CHEMICAL/SOLVENT: NO | Lead: No Mercury: No Silver: No Cadmium: No Chromium: No Barium: No Arsenic: No Selenium: No | PARCEL | 70 | N/A | N/A | N/A | N/A | N/A | N/A | N/A | N/A | HARDWIRED | N/A | N/A | N/A | NO | N/A | N/A | N/A | N/A | N/A | N/A | N/A | N/A | N/A | N/A | N/A | N/A | N/A | N/A | N/A | N/A | N/A | N/A | N/A | N/A | N/A | N/A | N/A | NO | NO | NO | 2017-06-24 | Mr. Steam Price Book 2017 | 2
MSBUTLER1SQ-SB | CONTROL PACKAGE | Butler | ACTIVE (ECOM) | Butler Package Square Satin Brass | 767931910975 | 00767931910975 | SATIN BRASS | Butler Package includes: (1) iTempoPlus Control (1) AromaSteam SteamHead (1) AutoFlush® (1) Condensation Pan (1) SteamLinx. For generator models MS90E to MSSUPER3E | 2200 | 1540 | 2019-04-01 | Yes | 15 | 28 | 13 | 11 | 28 x 13 x 11 | 15 | 28 | 13 | 11 | 28 x 13 x 11 | Its never been easier to optimize your steam shower experience. With an elegant design and easy to use interface, you can control more than steam. Connect AromaSteam and ChromaSteam systems to create a personalized wellness center. | Set the perfect steam temperature for multiple users | ChromaSteam3 lighting & AromaSteam infusion | Never wonder what time , day or date it is in your SteamShower or bathroom | Manufactured in strong, durable and long lasting solid brass | Compliment any bathroom design with one of 11 designer or glass finishes | [5 empty] | N/A | N/A | N/A | N/A | NO | N/A | All eSeries Generators | 103990-60; MSTS | N/A | N/A | https://cdn.intelligencebank.com/us/share/B3R/KeX0/21y6/original/steam-logo-white.jpg | http://public2.intelligencebank.com/e2c56f829e1e5d82347c365bf31980f6/ad3fa9a89a6c31109d943341fe24b3c4/MSBUTLER1SQ-SB.jpg | N/A | N/A | https://vimeo.com/58153234 | https://vimeo.com/58153232 | https://vimeo.com/73313150 | N/A | http://prodrep.mrsteam.com/DocumentResources/d1f0ef4a-aa86-4f9f-b8e4-ceba8ace31f3.pdf | N/A | http://prodrep.mrsteam.com/DocumentResources/278f8bd4-e4dd-4dc6-bbf8-9b48e09be4aa.pdf | 1419014 | N/A | UNITED STATES | http://prodrep.mrsteam.com/DocumentResources/d6a61c17-60ee-4efc-b1ec-4fa4cb6c55b8.pdf | 72 HOURS | http://prodrep.mrsteam.com/DocumentResources/dcf45949-fdc5-42ac-b825-59f139ef9bff.pdf | http://prodrep.mrsteam.com/DocumentResources/56b4f5d3-b3ed-404c-8323-70b28c881ebc.pdf | http://prodrep.mrsteam.com/DocumentResources/fb82c221-da8d-4d90-ae1e-66670ba7542f.pdf | YES | Plastic; Metal | N/A | YES | N/A | YES | NO | YES | YES | YES | N/A | N/A | Wall-Mount | NO | 1; EA | NO | NO | NO | NO | PESTICIDE/AEROSOL: NO | CHEMICAL/SOLVENT: NO | Lead: No Mercury: No Silver: No Cadmium: No Chromium: No Barium: No Arsenic: No Selenium: No | PARCEL | 70 | N/A | N/A | N/A | N/A | N/A | N/A | N/A | N/A | HARDWIRED | N/A | N/A | N/A | NO | N/A | N/A | N/A | N/A | N/A | N/A | N/A | N/A | N/A | N/A | N/A | N/A | N/A | N/A | N/A | N/A | N/A | N/A | N/A | N/A | N/A | N/A | N/A | NO | NO | NO | 2017-06-24 | Mr. Steam Price Book 2017 | 2
MSBUTLER1SQ-WH | CONTROL PACKAGE | Butler | ACTIVE (ECOM) | Butler Package Square White | 767931910128 | 00767931910128 | WHITE | Butler Package includes: (1) iTempoPlus Control (1) AromaSteam SteamHead (1) AutoFlush® (1) Condensation Pan (1) SteamLinx. For generator models MS90E to MSSUPER3E | 2200 | 1540 | 2019-04-01 | Yes | 15 | 28 | 13 | 11 | 28 x 13 x 11 | 15 | 28 | 13 | 11 | 28 x 13 x 11 | Its never been easier to optimize your steam shower experience. With an elegant design and easy to use interface, you can control more than steam. Connect AromaSteam and ChromaSteam systems to create a personalized wellness center. | Set the perfect steam temperature for multiple users | ChromaSteam3 lighting & AromaSteam infusion | Never wonder what time , day or date it is in your SteamShower or bathroom | Manufactured in strong, durable and long lasting solid brass | Compliment any bathroom design with one of 11 designer or glass finishes | [5 empty] | N/A | N/A | N/A | N/A | NO | N/A | All eSeries Generators | 103990-60; MSTS | N/A | N/A | https://cdn.intelligencebank.com/us/share/B3R/KeX0/21y6/original/steam-logo-white.jpg | http://public2.intelligencebank.com/e2c56f829e1e5d82347c365bf31980f6/2244b9b8bbca42f54bfe97940978b435/MSBUTLER1SQ-WH.jpg | N/A | N/A | https://vimeo.com/58153234 | https://vimeo.com/58153232 | https://vimeo.com/73313150 | N/A | http://prodrep.mrsteam.com/DocumentResources/d1f0ef4a-aa86-4f9f-b8e4-ceba8ace31f3.pdf | N/A | http://prodrep.mrsteam.com/DocumentResources/278f8bd4-e4dd-4dc6-bbf8-9b48e09be4aa.pdf | 1419014 | N/A | UNITED STATES | http://prodrep.mrsteam.com/DocumentResources/d6a61c17-60ee-4efc-b1ec-4fa4cb6c55b8.pdf | 72 HOURS | http://prodrep.mrsteam.com/DocumentResources/dcf45949-fdc5-42ac-b825-59f139ef9bff.pdf | http://prodrep.mrsteam.com/DocumentResources/56b4f5d3-b3ed-404c-8323-70b28c881ebc.pdf | http://prodrep.mrsteam.com/DocumentResources/fb82c221-da8d-4d90-ae1e-66670ba7542f.pdf | YES | Plastic; Metal | N/A | YES | N/A | YES | NO | YES | YES | YES | N/A | N/A | Wall-Mount | NO | 1; EA | NO | NO | NO | NO | PESTICIDE/AEROSOL: NO | CHEMICAL/SOLVENT: NO | Lead: No Mercury: No Silver: No Cadmium: No Chromium: No Barium: No Arsenic: No Selenium: No | PARCEL | 70 | N/A | N/A | N/A | N/A | N/A | N/A | N/A | N/A | HARDWIRED | N/A | N/A | N/A | NO | N/A | N/A | N/A | N/A | N/A | N/A | N/A | N/A | N/A | N/A | N/A | N/A | N/A | N/A | N/A | N/A | N/A | N/A | N/A | N/A | N/A | N/A | N/A | NO | NO | NO | 2017-06-24 | Mr. Steam Price Book 2017 | 2
MSBUTLER2RD-BB | CONTROL PACKAGE | Butler | DISCONTINUED | Butler 2 Package Round Brushed Bronze | 767931142024 | 00767931142024 | BRUSHED BRONZE | Butler 2 Package includes: (1) iTempoPlus Control (2) AromaSteam SteamHead (2) AutoFlush® (2) Condensation Pan (1) SteamLinx. For generator models MS90E to MSSUPER3E | 2650 | 1855 | 2019-04-01 | Yes | 23 | 28 | 13 | 14 | 28 x 13 x 14 | 23 | 28 | 13 | 14 | 28 x 13 x 14 | Its never been easier to optimize your steam shower experience. With an elegant design and easy to use interface, you can control more than steam. Connect AromaSteam and ChromaSteam systems to create a personalized wellness center. | Set the perfect steam temperature for multiple users | ChromaSteam3 lighting & AromaSteam infusion | Never wonder what time , day or date it is in your SteamShower or bathroom | Manufactured in strong, durable and long lasting solid brass | Compliment any bathroom design with one of 11 designer or glass finishes | [5 empty] | N/A | N/A | N/A | N/A | NO | N/A | All eSeries Generators | 103990-60; MSTS | N/A | N/A | https://cdn.intelligencebank.com/us/share/B3R/KeX0/21y6/original/steam-logo-white.jpg | http://public2.intelligencebank.com/e2c56f829e1e5d82347c365bf31980f6/23d609e0fed56a0a80f7d297b1718ec4/MSBUTLER2RD-BB.jpg | N/A | N/A | https://vimeo.com/58153234 | https://vimeo.com/58153232 | https://vimeo.com/73313150 | N/A | http://prodrep.mrsteam.com/DocumentResources/d1f0ef4a-aa86-4f9f-b8e4-ceba8ace31f3.pdf | N/A | http://prodrep.mrsteam.com/DocumentResources/278f8bd4-e4dd-4dc6-bbf8-9b48e09be4aa.pdf | 1419014 | N/A | UNITED STATES | http://prodrep.mrsteam.com/DocumentResources/d6a61c17-60ee-4efc-b1ec-4fa4cb6c55b8.pdf | 72 HOURS |  |  | http://prodrep.mrsteam.com/DocumentResources/fb82c221-da8d-4d90-ae1e-66670ba7542f.pdf | YES | Plastic; Metal | N/A | YES | N/A | YES | NO | YES | YES | YES | N/A | N/A | Wall-Mount | NO | 1; EA | NO | NO | NO | NO | PESTICIDE/AEROSOL: NO | CHEMICAL/SOLVENT: NO | Lead: No Mercury: No Silver: No Cadmium: No Chromium: No Barium: No Arsenic: No Selenium: No | PARCEL | 70 | N/A | N/A | N/A | N/A | N/A | N/A | N/A | N/A | HARDWIRED | N/A | N/A | N/A | NO | N/A | N/A | N/A | N/A | N/A | N/A | N/A | N/A | N/A | N/A | N/A | N/A | N/A | N/A | N/A | N/A | N/A | N/A | N/A | N/A | N/A | N/A | N/A | NO | NO | NO | 2017-06-24 | Mr. Steam Price Book 2017 | 2
MSBUTLER2RD-BK | CONTROL PACKAGE | Butler | DISCONTINUED | Butler 2 Package Round in Black | 767931910135 | 00767931910135 | BLACK | Butler 2 Package includes: (1) iTempoPlus Control (2) AromaSteam SteamHead (2) AutoFlush® (2) Condensation Pan (1) SteamLinx. For generator models MS90E to MSSUPER3E | 2650 | 1855 | 2019-04-01 | Yes | 23 | 28 | 13 | 14 | 28 x 13 x 14 | 23 | 28 | 13 | 14 | 28 x 13 x 14 | Its never been easier to optimize your steam shower experience. With an elegant design and easy to use interface, you can control more than steam. Connect AromaSteam and ChromaSteam systems to create a personalized wellness center. | Set the perfect steam temperature for multiple users | ChromaSteam3 lighting & AromaSteam infusion | Never wonder what time , day or date it is in your SteamShower or bathroom | Manufactured in strong, durable and long lasting solid brass | Compliment any bathroom design with one of 11 designer or glass finishes | [5 empty] | N/A | N/A | N/A | N/A | NO | N/A | All eSeries Generators | 103990-60; MSTS | N/A | N/A | https://cdn.intelligencebank.com/us/share/B3R/KeX0/21y6/original/steam-logo-white.jpg | http://public2.intelligencebank.com/e2c56f829e1e5d82347c365bf31980f6/073295304e39bb214951b3cbdd06c32a/MSBUTLER2RD-BK.jpg | N/A | N/A | https://vimeo.com/58153234 | https://vimeo.com/58153232 | https://vimeo.com/73313150 | N/A | http://prodrep.mrsteam.com/DocumentResources/d1f0ef4a-aa86-4f9f-b8e4-ceba8ace31f3.pdf | N/A | http://prodrep.mrsteam.com/DocumentResources/278f8bd4-e4dd-4dc6-bbf8-9b48e09be4aa.pdf | 1419014 | N/A | UNITED STATES | http://prodrep.mrsteam.com/DocumentResources/d6a61c17-60ee-4efc-b1ec-4fa4cb6c55b8.pdf | 72 HOURS |  |  | http://prodrep.mrsteam.com/DocumentResources/fb82c221-da8d-4d90-ae1e-66670ba7542f.pdf | YES | Plastic; Metal | N/A | YES | N/A | YES | NO | YES | YES | YES | N/A | N/A | Wall-Mount | NO | 1; EA | NO | NO | NO | NO | PESTICIDE/AEROSOL: NO | CHEMICAL/SOLVENT: NO | Lead: No Mercury: No Silver: No Cadmium: No Chromium: No Barium: No Arsenic: No Selenium: No | PARCEL | 70 | N/A | N/A | N/A | N/A | N/A | N/A | N/A | N/A | HARDWIRED | N/A | N/A | N/A | NO | N/A | N/A | N/A | N/A | N/A | N/A | N/A | N/A | N/A | N/A | N/A | N/A | N/A | N/A | N/A | N/A | N/A | N/A | N/A | N/A | N/A | N/A | N/A | NO | NO | NO | 2017-06-24 | Mr. Steam Price Book 2017 | 2
MSBUTLER2RD-BN | CONTROL PACKAGE | Butler | DISCONTINUED | Butler 2 Package Round Brushed Nickel | 767931140426 | 00767931140426 | BRUSHED NICKEL | Butler 2 Package includes: (1) iTempoPlus Control (2) AromaSteam SteamHead (2) AutoFlush® (2) Condensation Pan (1) SteamLinx. For generator models MS90E to MSSUPER3E | 2650 | 1855 | 2019-04-01 | Yes | 23 | 28 | 13 | 14 | 28 x 13 x 14 | 23 | 28 | 13 | 14 | 28 x 13 x 14 | Its never been easier to optimize your steam shower experience. With an elegant design and easy to use interface, you can control more than steam. Connect AromaSteam and ChromaSteam systems to create a personalized wellness center. | Set the perfect steam temperature for multiple users | ChromaSteam3 lighting & AromaSteam infusion | Never wonder what time , day or date it is in your SteamShower or bathroom | Manufactured in strong, durable and long lasting solid brass | Compliment any bathroom design with one of 11 designer or glass finishes | [5 empty] | N/A | N/A | N/A | N/A | NO | N/A | All eSeries Generators | 103990-60; MSTS | N/A | N/A | https://cdn.intelligencebank.com/us/share/B3R/KeX0/21y6/original/steam-logo-white.jpg | http://public2.intelligencebank.com/e2c56f829e1e5d82347c365bf31980f6/bf64a69b2c7842241577c53aed8f2711/MSBUTLER2RD-BN.jpg | N/A | N/A | https://vimeo.com/58153234 | https://vimeo.com/58153232 | https://vimeo.com/73313150 | N/A | http://prodrep.mrsteam.com/DocumentResources/d1f0ef4a-aa86-4f9f-b8e4-ceba8ace31f3.pdf | N/A | http://prodrep.mrsteam.com/DocumentResources/278f8bd4-e4dd-4dc6-bbf8-9b48e09be4aa.pdf | 1419014 | N/A | UNITED STATES | http://prodrep.mrsteam.com/DocumentResources/d6a61c17-60ee-4efc-b1ec-4fa4cb6c55b8.pdf | 72 HOURS |  |  | http://prodrep.mrsteam.com/DocumentResources/fb82c221-da8d-4d90-ae1e-66670ba7542f.pdf | YES | Plastic; Metal | N/A | YES | N/A | YES | NO | YES | YES | YES | N/A | N/A | Wall-Mount | NO | 1; EA | NO | NO | NO | NO | PESTICIDE/AEROSOL: NO | CHEMICAL/SOLVENT: NO | Lead: No Mercury: No Silver: No Cadmium: No Chromium: No Barium: No Arsenic: No Selenium: No | PARCEL | 70 | N/A | N/A | N/A | N/A | N/A | N/A | N/A | N/A | HARDWIRED | N/A | N/A | N/A | NO | N/A | N/A | N/A | N/A | N/A | N/A | N/A | N/A | N/A | N/A | N/A | N/A | N/A | N/A | N/A | N/A | N/A | N/A | N/A | N/A | N/A | N/A | N/A | NO | NO | NO | 2017-06-24 | Mr. Steam Price Book 2017 | 2
MSBUTLER2RD-MB | CONTROL PACKAGE | Butler | DISCONTINUED | Butler 2 Package Round Matte Black | 767931142031 | 00767931142031 | MATTE BLACK | Butler 2 Package includes: (1) iTempoPlus Control (2) AromaSteam SteamHead (2) AutoFlush® (2) Condensation Pan (1) SteamLinx. For generator models MSSUPER4E to MSSUPER6E | 2650 | 1855 | 2019-04-01 | Yes | 23 | 28 | 13 | 14 | 28 x 13 x 14 | 23 | 28 | 13 | 14 | 28 x 13 x 14 | Its never been easier to optimize your steam shower experience. With an elegant design and easy to use interface, you can control more than steam. Connect AromaSteam and ChromaSteam systems to create a personalized wellness center. | Set the perfect steam temperature for multiple users | ChromaSteam3 lighting & AromaSteam infusion | Never wonder what time , day or date it is in your SteamShower or bathroom | Manufactured in strong, durable and long lasting solid brass | Compliment any bathroom design with one of 11 designer or glass finishes | [5 empty] | N/A | N/A | N/A | N/A | NO | N/A | All eSeries Generators | 103990-60; MSTS | N/A | N/A | https://cdn.intelligencebank.com/us/share/B3R/KeX0/21y6/original/steam-logo-white.jpg |  |  |  | https://vimeo.com/58153234 | https://vimeo.com/58153232 | https://vimeo.com/73313150 | N/A | http://prodrep.mrsteam.com/DocumentResources/d1f0ef4a-aa86-4f9f-b8e4-ceba8ace31f3.pdf | N/A | http://prodrep.mrsteam.com/DocumentResources/278f8bd4-e4dd-4dc6-bbf8-9b48e09be4aa.pdf | 1419014 | N/A | UNITED STATES | http://prodrep.mrsteam.com/DocumentResources/d6a61c17-60ee-4efc-b1ec-4fa4cb6c55b8.pdf | 72 HOURS |  |  | http://prodrep.mrsteam.com/DocumentResources/fb82c221-da8d-4d90-ae1e-66670ba7542f.pdf | YES | Plastic; Metal | N/A | YES | N/A | YES | NO | YES | YES | YES | N/A | N/A | Wall-Mount | NO | 1; EA | NO | NO | NO | NO | PESTICIDE/AEROSOL: NO | CHEMICAL/SOLVENT: NO | Lead: No Mercury: No Silver: No Cadmium: No Chromium: No Barium: No Arsenic: No Selenium: No | PARCEL | 70 | N/A | N/A | N/A | N/A | N/A | N/A | N/A | N/A | HARDWIRED | N/A | N/A | N/A | NO | N/A | N/A | N/A | N/A | N/A | N/A | N/A | N/A | N/A | N/A | N/A | N/A | N/A | N/A | N/A | N/A | N/A | N/A | N/A | N/A | N/A | N/A | N/A | NO | NO | NO | 2017-06-24 | Mr. Steam Price Book 2017 | 2
MSBUTLER2RD-ORB | CONTROL PACKAGE | Butler | DISCONTINUED | Butler 2 Package Round Oil Rubbed Bronze | 767931140433 | 00767931140433 | OIL RUBBED BRONZE | Butler 2 Package includes: (1) iTempoPlus Control (2) AromaSteam SteamHead (2) AutoFlush® (2) Condensation Pan (1) SteamLinx. For generator models MS90E to MSSUPER3E | 2650 | 1855 | 2019-04-01 | Yes | 23 | 28 | 13 | 14 | 28 x 13 x 14 | 23 | 28 | 13 | 14 | 28 x 13 x 14 | Its never been easier to optimize your steam shower experience. With an elegant design and easy to use interface, you can control more than steam. Connect AromaSteam and ChromaSteam systems to create a personalized wellness center. | Set the perfect steam temperature for multiple users | ChromaSteam3 lighting & AromaSteam infusion | Never wonder what time , day or date it is in your SteamShower or bathroom | Manufactured in strong, durable and long lasting solid brass | Compliment any bathroom design with one of 11 designer or glass finishes | [5 empty] | N/A | N/A | N/A | N/A | NO | N/A | All eSeries Generators | 103990-60; MSTS | N/A | N/A | https://cdn.intelligencebank.com/us/share/B3R/KeX0/21y6/original/steam-logo-white.jpg | http://public2.intelligencebank.com/e2c56f829e1e5d82347c365bf31980f6/699a5b35c11c5e22ac1f658ffaacd25f/MSBUTLER2RD-ORB.jpg | N/A | N/A | https://vimeo.com/58153234 | https://vimeo.com/58153232 | https://vimeo.com/73313150 | N/A | http://prodrep.mrsteam.com/DocumentResources/d1f0ef4a-aa86-4f9f-b8e4-ceba8ace31f3.pdf | N/A | http://prodrep.mrsteam.com/DocumentResources/278f8bd4-e4dd-4dc6-bbf8-9b48e09be4aa.pdf | 1419014 | N/A | UNITED STATES | http://prodrep.mrsteam.com/DocumentResources/d6a61c17-60ee-4efc-b1ec-4fa4cb6c55b8.pdf | 72 HOURS |  |  | http://prodrep.mrsteam.com/DocumentResources/fb82c221-da8d-4d90-ae1e-66670ba7542f.pdf | YES | Plastic; Metal | N/A | YES | N/A | YES | NO | YES | YES | YES | N/A | N/A | Wall-Mount | NO | 1; EA | NO | NO | NO | NO | PESTICIDE/AEROSOL: NO | CHEMICAL/SOLVENT: NO | Lead: No Mercury: No Silver: No Cadmium: No Chromium: No Barium: No Arsenic: No Selenium: No | PARCEL | 70 | N/A | N/A | N/A | N/A | N/A | N/A | N/A | N/A | HARDWIRED | N/A | N/A | N/A | NO | N/A | N/A | N/A | N/A | N/A | N/A | N/A | N/A | N/A | N/A | N/A | N/A | N/A | N/A | N/A | N/A | N/A | N/A | N/A | N/A | N/A | N/A | N/A | NO | NO | NO | 2017-06-24 | Mr. Steam Price Book 2017 | 2
MSBUTLER2RD-PB | CONTROL PACKAGE | Butler | DISCONTINUED | Butler 2 Package Round Polished Brass | 767931140464 | 00767931140464 | POLISHED BRASS | Butler 2 Package includes: (1) iTempoPlus Control (2) AromaSteam SteamHead (2) AutoFlush® (2) Condensation Pan (1) SteamLinx. For generator models MS90E to MSSUPER3E | 2650 | 1855 | 2019-04-01 | Yes | 23 | 28 | 13 | 14 | 28 x 13 x 14 | 23 | 28 | 13 | 14 | 28 x 13 x 14 | Its never been easier to optimize your steam shower experience. With an elegant design and easy to use interface, you can control more than steam. Connect AromaSteam and ChromaSteam systems to create a personalized wellness center. | Set the perfect steam temperature for multiple users | ChromaSteam3 lighting & AromaSteam infusion | Never wonder what time , day or date it is in your SteamShower or bathroom | Manufactured in strong, durable and long lasting solid brass | Compliment any bathroom design with one of 11 designer or glass finishes | [5 empty] | N/A | N/A | N/A | N/A | NO | N/A | All eSeries Generators | 103990-60; MSTS | N/A | N/A | https://cdn.intelligencebank.com/us/share/B3R/KeX0/21y6/original/steam-logo-white.jpg | http://public2.intelligencebank.com/e2c56f829e1e5d82347c365bf31980f6/93d43351bcc90e79a6bbba68ef518316/MSBUTLER2RD-PB.jpg | N/A | N/A | https://vimeo.com/58153234 | https://vimeo.com/58153232 | https://vimeo.com/73313150 | N/A | http://prodrep.mrsteam.com/DocumentResources/d1f0ef4a-aa86-4f9f-b8e4-ceba8ace31f3.pdf | N/A | http://prodrep.mrsteam.com/DocumentResources/278f8bd4-e4dd-4dc6-bbf8-9b48e09be4aa.pdf | 1419014 | N/A | UNITED STATES | http://prodrep.mrsteam.com/DocumentResources/d6a61c17-60ee-4efc-b1ec-4fa4cb6c55b8.pdf | 72 HOURS |  |  | http://prodrep.mrsteam.com/DocumentResources/fb82c221-da8d-4d90-ae1e-66670ba7542f.pdf | YES | Plastic; Metal | N/A | YES | N/A | YES | NO | YES | YES | YES | N/A | N/A | Wall-Mount | NO | 1; EA | NO | NO | NO | NO | PESTICIDE/AEROSOL: NO | CHEMICAL/SOLVENT: NO | Lead: No Mercury: No Silver: No Cadmium: No Chromium: No Barium: No Arsenic: No Selenium: No | PARCEL | 70 | N/A | N/A | N/A | N/A | N/A | N/A | N/A | N/A | HARDWIRED | N/A | N/A | N/A | NO | N/A | N/A | N/A | N/A | N/A | N/A | N/A | N/A | N/A | N/A | N/A | N/A | N/A | N/A | N/A | N/A | N/A | N/A | N/A | N/A | N/A | N/A | N/A | NO | NO | NO | 2017-06-24 | Mr. Steam Price Book 2017 | 2
MSBUTLER2RD-PC | CONTROL PACKAGE | Butler | DISCONTINUED | Butler 2 Package Round Polished Chrome | 767931140419 | 00767931140419 | POLISHED CHROME | Butler 2 Package includes: (1) iTempoPlus Control (2) AromaSteam SteamHead (2) AutoFlush® (2) Condensation Pan (1) SteamLinx. For generator models MS90E to MSSUPER3E | 2500 | 1750 | 2019-04-01 | Yes | 23 | 28 | 13 | 14 | 28 x 13 x 14 | 23 | 28 | 13 | 14 | 28 x 13 x 14 | Its never been easier to optimize your steam shower experience. With an elegant design and easy to use interface, you can control more than steam. Connect AromaSteam and ChromaSteam systems to create a personalized wellness center. | Set the perfect steam temperature for multiple users | ChromaSteam3 lighting & AromaSteam infusion | Never wonder what time , day or date it is in your SteamShower or bathroom | Manufactured in strong, durable and long lasting solid brass | Compliment any bathroom design with one of 11 designer or glass finishes | [5 empty] | N/A | N/A | N/A | N/A | NO | N/A | All eSeries Generators | 103990-60; MSTS | N/A | N/A | https://cdn.intelligencebank.com/us/share/B3R/KeX0/21y6/original/steam-logo-white.jpg | http://public2.intelligencebank.com/e2c56f829e1e5d82347c365bf31980f6/ef64cfe6edef4c6e3d623867a9969eef/MSBUTLER2RD-PC.jpg | N/A | N/A | https://vimeo.com/58153234 | https://vimeo.com/58153232 | https://vimeo.com/73313150 | N/A | http://prodrep.mrsteam.com/DocumentResources/d1f0ef4a-aa86-4f9f-b8e4-ceba8ace31f3.pdf | N/A | http://prodrep.mrsteam.com/DocumentResources/278f8bd4-e4dd-4dc6-bbf8-9b48e09be4aa.pdf | 1419014 | N/A | UNITED STATES | http://prodrep.mrsteam.com/DocumentResources/d6a61c17-60ee-4efc-b1ec-4fa4cb6c55b8.pdf | 72 HOURS |  |  | http://prodrep.mrsteam.com/DocumentResources/fb82c221-da8d-4d90-ae1e-66670ba7542f.pdf | YES | Plastic; Metal | N/A | YES | N/A | YES | NO | YES | YES | YES | N/A | N/A | Wall-Mount | NO | 1; EA | NO | NO | NO | NO | PESTICIDE/AEROSOL: NO | CHEMICAL/SOLVENT: NO | Lead: No Mercury: No Silver: No Cadmium: No Chromium: No Barium: No Arsenic: No Selenium: No | PARCEL | 70 | N/A | N/A | N/A | N/A | N/A | N/A | N/A | N/A | HARDWIRED | N/A | N/A | N/A | NO | N/A | N/A | N/A | N/A | N/A | N/A | N/A | N/A | N/A | N/A | N/A | N/A | N/A | N/A | N/A | N/A | N/A | N/A | N/A | N/A | N/A | N/A | N/A | NO | NO | NO | 2017-06-24 | Mr. Steam Price Book 2017 | 2
MSBUTLER2RD-PN | CONTROL PACKAGE | Butler | DISCONTINUED | Butler 2 Package Round Polished Nickel | 767931140471 | 00767931140471 | POLISHED NICKEL | Butler 2 Package includes: (1) iTempoPlus Control (2) AromaSteam SteamHead (2) AutoFlush® (2) Condensation Pan (1) SteamLinx. For generator models MS90E to MSSUPER3E | 2650 | 1855 | 2019-04-01 | Yes | 23 | 28 | 13 | 14 | 28 x 13 x 14 | 23 | 28 | 13 | 14 | 28 x 13 x 14 | Its never been easier to optimize your steam shower experience. With an elegant design and easy to use interface, you can control more than steam. Connect AromaSteam and ChromaSteam systems to create a personalized wellness center. | Set the perfect steam temperature for multiple users | ChromaSteam3 lighting & AromaSteam infusion | Never wonder what time , day or date it is in your SteamShower or bathroom | Manufactured in strong, durable and long lasting solid brass | Compliment any bathroom design with one of 11 designer or glass finishes | [5 empty] | N/A | N/A | N/A | N/A | NO | N/A | All eSeries Generators | 103990-60; MSTS | N/A | N/A | https://cdn.intelligencebank.com/us/share/B3R/KeX0/21y6/original/steam-logo-white.jpg | http://public2.intelligencebank.com/e2c56f829e1e5d82347c365bf31980f6/99927168b3ab3c0261ddf148e2f16367/MSBUTLER2RD-PN.jpg | N/A | N/A | https://vimeo.com/58153234 | https://vimeo.com/58153232 | https://vimeo.com/73313150 | N/A | http://prodrep.mrsteam.com/DocumentResources/d1f0ef4a-aa86-4f9f-b8e4-ceba8ace31f3.pdf | N/A | http://prodrep.mrsteam.com/DocumentResources/278f8bd4-e4dd-4dc6-bbf8-9b48e09be4aa.pdf | 1419014 | N/A | UNITED STATES | http://prodrep.mrsteam.com/DocumentResources/d6a61c17-60ee-4efc-b1ec-4fa4cb6c55b8.pdf | 72 HOURS |  |  | http://prodrep.mrsteam.com/DocumentResources/fb82c221-da8d-4d90-ae1e-66670ba7542f.pdf | YES | Plastic; Metal | N/A | YES | N/A | YES | NO | YES | YES | YES | N/A | N/A | Wall-Mount | NO | 1; EA | NO | NO | NO | NO | PESTICIDE/AEROSOL: NO | CHEMICAL/SOLVENT: NO | Lead: No Mercury: No Silver: No Cadmium: No Chromium: No Barium: No Arsenic: No Selenium: No | PARCEL | 70 | N/A | N/A | N/A | N/A | N/A | N/A | N/A | N/A | HARDWIRED | N/A | N/A | N/A | NO | N/A | N/A | N/A | N/A | N/A | N/A | N/A | N/A | N/A | N/A | N/A | N/A | N/A | N/A | N/A | N/A | N/A | N/A | N/A | N/A | N/A | N/A | N/A | NO | NO | NO | 2017-06-24 | Mr. Steam Price Book 2017 | 2
MSBUTLER2RD-RAW | CONTROL PACKAGE | Butler | DISCONTINUED | Butler 2 Package Round Un-plated | 767931150180 | 00767931150180 | CUSTOM PLATING | Butler 2 Package includes: (1) iTempoPlus Control (2) AromaSteam SteamHead (2) AutoFlush® (2) Condensation Pan (1) SteamLinx. For generator models MS90E to MSSUPER3E | 2650 | 1855 | 2019-04-01 | Yes | 23 | 28 | 13 | 14 | 28 x 13 x 14 | 23 | 28 | 13 | 14 | 28 x 13 x 14 | Its never been easier to optimize your steam shower experience. With an elegant design and easy to use interface, you can control more than steam. Connect AromaSteam and ChromaSteam systems to create a personalized wellness center. | Set the perfect steam temperature for multiple users | ChromaSteam3 lighting & AromaSteam infusion | Never wonder what time , day or date it is in your SteamShower or bathroom | Manufactured in strong, durable and long lasting solid brass | Compliment any bathroom design with one of 11 designer or glass finishes | [5 empty] | N/A | N/A | N/A | N/A | NO | N/A | All eSeries Generators | 103990-60; MSTS | N/A | N/A | https://cdn.intelligencebank.com/us/share/B3R/KeX0/21y6/original/steam-logo-white.jpg | http://public2.intelligencebank.com/e2c56f829e1e5d82347c365bf31980f6/b867b351fc7662f80c66315f0d618a3e/MSBUTLER2RD-RAW.jpg | N/A | N/A | https://vimeo.com/58153234 | https://vimeo.com/58153232 | https://vimeo.com/73313150 | N/A | http://prodrep.mrsteam.com/DocumentResources/d1f0ef4a-aa86-4f9f-b8e4-ceba8ace31f3.pdf | N/A | http://prodrep.mrsteam.com/DocumentResources/278f8bd4-e4dd-4dc6-bbf8-9b48e09be4aa.pdf | 1419014 | N/A | UNITED STATES | http://prodrep.mrsteam.com/DocumentResources/d6a61c17-60ee-4efc-b1ec-4fa4cb6c55b8.pdf | 72 HOURS |  |  | http://prodrep.mrsteam.com/DocumentResources/fb82c221-da8d-4d90-ae1e-66670ba7542f.pdf | YES | Plastic; Metal | N/A | YES | N/A | YES | NO | YES | YES | YES | N/A | N/A | Wall-Mount | NO | 1; EA | NO | NO | NO | NO | PESTICIDE/AEROSOL: NO | CHEMICAL/SOLVENT: NO | Lead: No Mercury: No Silver: No Cadmium: No Chromium: No Barium: No Arsenic: No Selenium: No | PARCEL | 70 | N/A | N/A | N/A | N/A | N/A | N/A | N/A | N/A | HARDWIRED | N/A | N/A | N/A | NO | N/A | N/A | N/A | N/A | N/A | N/A | N/A | N/A | N/A | N/A | N/A | N/A | N/A | N/A | N/A | N/A | N/A | N/A | N/A | N/A | N/A | N/A | N/A | NO | NO | NO | 2017-06-24 | Mr. Steam Price Book 2017 | 2
MSBUTLER2RD-SB | CONTROL PACKAGE | Butler | DISCONTINUED | Butler 2 Package Round Satin Brass | 767931910982 | 00767931910982 | SATIN BRASS | Butler 2 Package includes: (1) iTempoPlus Control (2) AromaSteam SteamHead (2) AutoFlush® (2) Condensation Pan (1) SteamLinx. For generator models MS90E to MSSUPER3E | 2650 | 1855 | 2019-04-01 | Yes | 23 | 28 | 13 | 14 | 28 x 13 x 14 | 23 | 28 | 13 | 14 | 28 x 13 x 14 | Its never been easier to optimize your steam shower experience. With an elegant design and easy to use interface, you can control more than steam. Connect AromaSteam and ChromaSteam systems to create a personalized wellness center. | Set the perfect steam temperature for multiple users | ChromaSteam3 lighting & AromaSteam infusion | Never wonder what time , day or date it is in your SteamShower or bathroom | Manufactured in strong, durable and long lasting solid brass | Compliment any bathroom design with one of 11 designer or glass finishes | [5 empty] | N/A | N/A | N/A | N/A | NO | N/A | All eSeries Generators | 103990-60; MSTS | N/A | N/A | https://cdn.intelligencebank.com/us/share/B3R/KeX0/21y6/original/steam-logo-white.jpg | http://public2.intelligencebank.com/e2c56f829e1e5d82347c365bf31980f6/5ef665bcf30b5fd73be3faf0351c4973/MSBUTLER2RD-SB.jpg | N/A | N/A | https://vimeo.com/58153234 | https://vimeo.com/58153232 | https://vimeo.com/73313150 | N/A | http://prodrep.mrsteam.com/DocumentResources/d1f0ef4a-aa86-4f9f-b8e4-ceba8ace31f3.pdf | N/A | http://prodrep.mrsteam.com/DocumentResources/278f8bd4-e4dd-4dc6-bbf8-9b48e09be4aa.pdf | 1419014 | N/A | UNITED STATES | http://prodrep.mrsteam.com/DocumentResources/d6a61c17-60ee-4efc-b1ec-4fa4cb6c55b8.pdf | 72 HOURS |  |  | http://prodrep.mrsteam.com/DocumentResources/fb82c221-da8d-4d90-ae1e-66670ba7542f.pdf | YES | Plastic; Metal | N/A | YES | N/A | YES | NO | YES | YES | YES | N/A | N/A | Wall-Mount | NO | 1; EA | NO | NO | NO | NO | PESTICIDE/AEROSOL: NO | CHEMICAL/SOLVENT: NO | Lead: No Mercury: No Silver: No Cadmium: No Chromium: No Barium: No Arsenic: No Selenium: No | PARCEL | 70 | N/A | N/A | N/A | N/A | N/A | N/A | N/A | N/A | HARDWIRED | N/A | N/A | N/A | NO | N/A | N/A | N/A | N/A | N/A | N/A | N/A | N/A | N/A | N/A | N/A | N/A | N/A | N/A | N/A | N/A | N/A | N/A | N/A | N/A | N/A | N/A | N/A | NO | NO | NO | 2017-06-24 | Mr. Steam Price Book 2017 | 2
MSBUTLER2RD-WH | CONTROL PACKAGE | Butler | DISCONTINUED | Butler 2 Package Round in White | 767931910142 | 00767931910142 | WHITE | Butler 2 Package includes: (1) iTempoPlus Control (2) AromaSteam SteamHead (2) AutoFlush® (2) Condensation Pan (1) SteamLinx. For generator models MS90E to MSSUPER3E | 2650 | 1855 | 2019-04-01 | Yes | 23 | 28 | 13 | 14 | 28 x 13 x 14 | 23 | 28 | 13 | 14 | 28 x 13 x 14 | Its never been easier to optimize your steam shower experience. With an elegant design and easy to use interface, you can control more than steam. Connect AromaSteam and ChromaSteam systems to create a personalized wellness center. | Set the perfect steam temperature for multiple users | ChromaSteam3 lighting & AromaSteam infusion | Never wonder what time , day or date it is in your SteamShower or bathroom | Manufactured in strong, durable and long lasting solid brass | Compliment any bathroom design with one of 11 designer or glass finishes | [5 empty] | N/A | N/A | N/A | N/A | NO | N/A | All eSeries Generators | 103990-60; MSTS | N/A | N/A | https://cdn.intelligencebank.com/us/share/B3R/KeX0/21y6/original/steam-logo-white.jpg | http://public2.intelligencebank.com/e2c56f829e1e5d82347c365bf31980f6/afb37bdf253f02f91bb6a4d819e4ab3a/MSBUTLER2RD-WH.jpg | N/A | N/A | https://vimeo.com/58153234 | https://vimeo.com/58153232 | https://vimeo.com/73313150 | N/A | http://prodrep.mrsteam.com/DocumentResources/d1f0ef4a-aa86-4f9f-b8e4-ceba8ace31f3.pdf | N/A | http://prodrep.mrsteam.com/DocumentResources/278f8bd4-e4dd-4dc6-bbf8-9b48e09be4aa.pdf | 1419014 | N/A | UNITED STATES | http://prodrep.mrsteam.com/DocumentResources/d6a61c17-60ee-4efc-b1ec-4fa4cb6c55b8.pdf | 72 HOURS |  |  | http://prodrep.mrsteam.com/DocumentResources/fb82c221-da8d-4d90-ae1e-66670ba7542f.pdf | YES | Plastic; Metal | N/A | YES | N/A | YES | NO | YES | YES | YES | N/A | N/A | Wall-Mount | NO | 1; EA | NO | NO | NO | NO | PESTICIDE/AEROSOL: NO | CHEMICAL/SOLVENT: NO | Lead: No Mercury: No Silver: No Cadmium: No Chromium: No Barium: No Arsenic: No Selenium: No | PARCEL | 70 | N/A | N/A | N/A | N/A | N/A | N/A | N/A | N/A | HARDWIRED | N/A | N/A | N/A | NO | N/A | N/A | N/A | N/A | N/A | N/A | N/A | N/A | N/A | N/A | N/A | N/A | N/A | N/A | N/A | N/A | N/A | N/A | N/A | N/A | N/A | N/A | N/A | NO | NO | NO | 2017-06-24 | Mr. Steam Price Book 2017 | 2
MSBUTLER2SQ-BB | CONTROL PACKAGE | Butler | DISCONTINUED | Butler 2 Package Square Brushed Bronze | 767931142062 | 00767931142062 | BRUSHED BRONZE | Butler 2 Package includes: (1) iTempoPlus Control (2) AromaSteam SteamHead (2) AutoFlush® (2) Condensation Pan (1) SteamLinx. For generator models MSSUPER4E to MSSUPER6E | 2650 | 1855 | 2019-04-01 | Yes | 23 | 28 | 13 | 14 | 28 x 13 x 14 | 23 | 28 | 13 | 14 | 28 x 13 x 14 | Its never been easier to optimize your steam shower experience. With an elegant design and easy to use interface, you can control more than steam. Connect AromaSteam and ChromaSteam systems to create a personalized wellness center. | Set the perfect steam temperature for multiple users | ChromaSteam3 lighting & AromaSteam infusion | Never wonder what time , day or date it is in your SteamShower or bathroom | Manufactured in strong, durable and long lasting solid brass | Compliment any bathroom design with one of 11 designer or glass finishes | [5 empty] | N/A | N/A | N/A | N/A | NO | N/A | All eSeries Generators | 103990-60; MSTS | N/A | N/A | https://cdn.intelligencebank.com/us/share/B3R/KeX0/21y6/original/steam-logo-white.jpg | http://public2.intelligencebank.com/e2c56f829e1e5d82347c365bf31980f6/a8e33ddcde52b77b405bbf797f72e81a/MSBUTLER2SQ-BB.jpg | N/A | N/A | https://vimeo.com/58153234 | https://vimeo.com/58153232 | https://vimeo.com/73313150 | N/A | http://prodrep.mrsteam.com/DocumentResources/d1f0ef4a-aa86-4f9f-b8e4-ceba8ace31f3.pdf | N/A | http://prodrep.mrsteam.com/DocumentResources/278f8bd4-e4dd-4dc6-bbf8-9b48e09be4aa.pdf | 1419014 | N/A | UNITED STATES | http://prodrep.mrsteam.com/DocumentResources/d6a61c17-60ee-4efc-b1ec-4fa4cb6c55b8.pdf | 72 HOURS |  |  | http://prodrep.mrsteam.com/DocumentResources/fb82c221-da8d-4d90-ae1e-66670ba7542f.pdf | YES | Plastic; Metal | N/A | YES | N/A | YES | NO | YES | YES | YES | N/A | N/A | Wall-Mount | NO | 1; EA | NO | NO | NO | NO | PESTICIDE/AEROSOL: NO | CHEMICAL/SOLVENT: NO | Lead: No Mercury: No Silver: No Cadmium: No Chromium: No Barium: No Arsenic: No Selenium: No | PARCEL | 70 | N/A | N/A | N/A | N/A | N/A | N/A | N/A | N/A | HARDWIRED | N/A | N/A | N/A | NO | N/A | N/A | N/A | N/A | N/A | N/A | N/A | N/A | N/A | N/A | N/A | N/A | N/A | N/A | N/A | N/A | N/A | N/A | N/A | N/A | N/A | N/A | N/A | NO | NO | NO | 2017-06-24 | Mr. Steam Price Book 2017 | 2
MSBUTLER2SQ-BK | CONTROL PACKAGE | Butler | DISCONTINUED | Butler 2 Package Square in Black | 767931910159 | 00767931910159 | BLACK | Butler 2 Package includes: (1) iTempoPlus Control (2) AromaSteam SteamHead (2) AutoFlush® (2) Condensation Pan (1) SteamLinx. For generator models MS90E to MSSUPER3E | 2650 | 1855 | 2019-04-01 | Yes | 23 | 28 | 13 | 14 | 28 x 13 x 14 | 23 | 28 | 13 | 14 | 28 x 13 x 14 | Its never been easier to optimize your steam shower experience. With an elegant design and easy to use interface, you can control more than steam. Connect AromaSteam and ChromaSteam systems to create a personalized wellness center. | Set the perfect steam temperature for multiple users | ChromaSteam3 lighting & AromaSteam infusion | Never wonder what time , day or date it is in your SteamShower or bathroom | Manufactured in strong, durable and long lasting solid brass | Compliment any bathroom design with one of 11 designer or glass finishes | [5 empty] | N/A | N/A | N/A | N/A | NO | N/A | All eSeries Generators | 103990-60; MSTS | N/A | N/A | https://cdn.intelligencebank.com/us/share/B3R/KeX0/21y6/original/steam-logo-white.jpg | http://public2.intelligencebank.com/e2c56f829e1e5d82347c365bf31980f6/9872e85fcf5494791ff01ad9f28c56db/MSBUTLER2SQ-BK.jpg | N/A | N/A | https://vimeo.com/58153234 | https://vimeo.com/58153232 | https://vimeo.com/73313150 | N/A | http://prodrep.mrsteam.com/DocumentResources/d1f0ef4a-aa86-4f9f-b8e4-ceba8ace31f3.pdf | N/A | http://prodrep.mrsteam.com/DocumentResources/278f8bd4-e4dd-4dc6-bbf8-9b48e09be4aa.pdf | 1419014 | N/A | UNITED STATES | http://prodrep.mrsteam.com/DocumentResources/d6a61c17-60ee-4efc-b1ec-4fa4cb6c55b8.pdf | 72 HOURS |  |  | http://prodrep.mrsteam.com/DocumentResources/fb82c221-da8d-4d90-ae1e-66670ba7542f.pdf | YES | Plastic; Metal | N/A | YES | N/A | YES | NO | YES | YES | YES | N/A | N/A | Wall-Mount | NO | 1; EA | NO | NO | NO | NO | PESTICIDE/AEROSOL: NO | CHEMICAL/SOLVENT: NO | Lead: No Mercury: No Silver: No Cadmium: No Chromium: No Barium: No Arsenic: No Selenium: No | PARCEL | 70 | N/A | N/A | N/A | N/A | N/A | N/A | N/A | N/A | HARDWIRED | N/A | N/A | N/A | NO | N/A | N/A | N/A | N/A | N/A | N/A | N/A | N/A | N/A | N/A | N/A | N/A | N/A | N/A | N/A | N/A | N/A | N/A | N/A | N/A | N/A | N/A | N/A | NO | NO | NO | 2017-06-24 | Mr. Steam Price Book 2017 | 2
MSBUTLER2SQ-BN | CONTROL PACKAGE | Butler | DISCONTINUED | Butler 2 Package Square Brushed Nickel | 767931140648 | 00767931140648 | BRUSHED NICKEL | Butler 2 Package includes: (1) iTempoPlus Control (2) AromaSteam SteamHead (2) AutoFlush® (2) Condensation Pan (1) SteamLinx. For generator models MSSUPER4E to MSSUPER6E | 2650 | 1855 | 2019-04-01 | Yes | 23 | 28 | 13 | 14 | 28 x 13 x 14 | 23 | 28 | 13 | 14 | 28 x 13 x 14 | Its never been easier to optimize your steam shower experience. With an elegant design and easy to use interface, you can control more than steam. Connect AromaSteam and ChromaSteam systems to create a personalized wellness center. | Set the perfect steam temperature for multiple users | ChromaSteam3 lighting & AromaSteam infusion | Never wonder what time , day or date it is in your SteamShower or bathroom | Manufactured in strong, durable and long lasting solid brass | Compliment any bathroom design with one of 11 designer or glass finishes | [5 empty] | N/A | N/A | N/A | N/A | NO | N/A | All eSeries Generators | 103990-60; MSTS | N/A | N/A | https://cdn.intelligencebank.com/us/share/B3R/KeX0/21y6/original/steam-logo-white.jpg | http://public2.intelligencebank.com/e2c56f829e1e5d82347c365bf31980f6/d8719c67e2f539c9b48578a5baf8c7f0/MSBUTLER2SQ-BN.jpg | N/A | N/A | https://vimeo.com/58153234 | https://vimeo.com/58153232 | https://vimeo.com/73313150 | N/A | http://prodrep.mrsteam.com/DocumentResources/d1f0ef4a-aa86-4f9f-b8e4-ceba8ace31f3.pdf | N/A | http://prodrep.mrsteam.com/DocumentResources/278f8bd4-e4dd-4dc6-bbf8-9b48e09be4aa.pdf | 1419014 | N/A | UNITED STATES | http://prodrep.mrsteam.com/DocumentResources/d6a61c17-60ee-4efc-b1ec-4fa4cb6c55b8.pdf | 72 HOURS |  |  | http://prodrep.mrsteam.com/DocumentResources/fb82c221-da8d-4d90-ae1e-66670ba7542f.pdf | YES | Plastic; Metal | N/A | YES | N/A | YES | NO | YES | YES | YES | N/A | N/A | Wall-Mount | NO | 1; EA | NO | NO | NO | NO | PESTICIDE/AEROSOL: NO | CHEMICAL/SOLVENT: NO | Lead: No Mercury: No Silver: No Cadmium: No Chromium: No Barium: No Arsenic: No Selenium: No | PARCEL | 70 | N/A | N/A | N/A | N/A | N/A | N/A | N/A | N/A | HARDWIRED | N/A | N/A | N/A | NO | N/A | N/A | N/A | N/A | N/A | N/A | N/A | N/A | N/A | N/A | N/A | N/A | N/A | N/A | N/A | N/A | N/A | N/A | N/A | N/A | N/A | N/A | N/A | NO | NO | NO | 2017-06-24 | Mr. Steam Price Book 2017 | 2
MSBUTLER2SQ-MB | CONTROL PACKAGE | Butler | DISCONTINUED | Butler 2 Package Round Matte Black | 767931142079 | 00767931142079 | MATTE BLACK | Butler 2 Package includes: (1) iTempoPlus Control (2) AromaSteam SteamHead (2) AutoFlush® (2) Condensation Pan (1) SteamLinx. For generator models MSSUPER4E to MSSUPER6E | 2650 | 1855 | 2019-04-01 | Yes | 23 | 28 | 13 | 14 | 28 x 13 x 14 | 23 | 28 | 13 | 14 | 28 x 13 x 14 | Its never been easier to optimize your steam shower experience. With an elegant design and easy to use interface, you can control more than steam. Connect AromaSteam and ChromaSteam systems to create a personalized wellness center. | Set the perfect steam temperature for multiple users | ChromaSteam3 lighting & AromaSteam infusion | Never wonder what time , day or date it is in your SteamShower or bathroom | Manufactured in strong, durable and long lasting solid brass | Compliment any bathroom design with one of 11 designer or glass finishes | [5 empty] | N/A | N/A | N/A | N/A | NO | N/A | All eSeries Generators | 103990-60; MSTS | N/A | N/A | https://cdn.intelligencebank.com/us/share/B3R/KeX0/21y6/original/steam-logo-white.jpg |  |  |  | https://vimeo.com/58153234 | https://vimeo.com/58153232 | https://vimeo.com/73313150 | N/A | http://prodrep.mrsteam.com/DocumentResources/d1f0ef4a-aa86-4f9f-b8e4-ceba8ace31f3.pdf | N/A | http://prodrep.mrsteam.com/DocumentResources/278f8bd4-e4dd-4dc6-bbf8-9b48e09be4aa.pdf | 1419014 | N/A | UNITED STATES | http://prodrep.mrsteam.com/DocumentResources/d6a61c17-60ee-4efc-b1ec-4fa4cb6c55b8.pdf | 72 HOURS |  |  | http://prodrep.mrsteam.com/DocumentResources/fb82c221-da8d-4d90-ae1e-66670ba7542f.pdf | YES | Plastic; Metal | N/A | YES | N/A | YES | NO | YES | YES | YES | N/A | N/A | Wall-Mount | NO | 1; EA | NO | NO | NO | NO | PESTICIDE/AEROSOL: NO | CHEMICAL/SOLVENT: NO | Lead: No Mercury: No Silver: No Cadmium: No Chromium: No Barium: No Arsenic: No Selenium: No | PARCEL | 70 | N/A | N/A | N/A | N/A | N/A | N/A | N/A | N/A | HARDWIRED | N/A | N/A | N/A | NO | N/A | N/A | N/A | N/A | N/A | N/A | N/A | N/A | N/A | N/A | N/A | N/A | N/A | N/A | N/A | N/A | N/A | N/A | N/A | N/A | N/A | N/A | N/A | NO | NO | NO | 2017-06-24 | Mr. Steam Price Book 2017 | 2
MSBUTLER2SQ-ORB | CONTROL PACKAGE | Butler | DISCONTINUED | Butler 2 Package Square Oil Rubbed Bronze | 767931140655 | 00767931140655 | OIL RUBBED BRONZE | Butler 2 Package includes: (1) iTempoPlus Control (2) AromaSteam SteamHead (2) AutoFlush® (2) Condensation Pan (1) SteamLinx. For generator models MSSUPER4E to MSSUPER6E | 2650 | 1855 | 2019-04-01 | Yes | 23 | 28 | 13 | 14 | 28 x 13 x 14 | 23 | 28 | 13 | 14 | 28 x 13 x 14 | Its never been easier to optimize your steam shower experience. With an elegant design and easy to use interface, you can control more than steam. Connect AromaSteam and ChromaSteam systems to create a personalized wellness center. | Set the perfect steam temperature for multiple users | ChromaSteam3 lighting & AromaSteam infusion | Never wonder what time , day or date it is in your SteamShower or bathroom | Manufactured in strong, durable and long lasting solid brass | Compliment any bathroom design with one of 11 designer or glass finishes | [5 empty] | N/A | N/A | N/A | N/A | NO | N/A | All eSeries Generators | 103990-60; MSTS | N/A | N/A | https://cdn.intelligencebank.com/us/share/B3R/KeX0/21y6/original/steam-logo-white.jpg | http://public2.intelligencebank.com/e2c56f829e1e5d82347c365bf31980f6/0b8de9cfb168975cfe7e03d492e11fe8/MSBUTLER2SQ-ORB.jpg | N/A | N/A | https://vimeo.com/58153234 | https://vimeo.com/58153232 | https://vimeo.com/73313150 | N/A | http://prodrep.mrsteam.com/DocumentResources/d1f0ef4a-aa86-4f9f-b8e4-ceba8ace31f3.pdf | N/A | http://prodrep.mrsteam.com/DocumentResources/278f8bd4-e4dd-4dc6-bbf8-9b48e09be4aa.pdf | 1419014 | N/A | UNITED STATES | http://prodrep.mrsteam.com/DocumentResources/d6a61c17-60ee-4efc-b1ec-4fa4cb6c55b8.pdf | 72 HOURS |  |  | http://prodrep.mrsteam.com/DocumentResources/fb82c221-da8d-4d90-ae1e-66670ba7542f.pdf | YES | Plastic; Metal | N/A | YES | N/A | YES | NO | YES | YES | YES | N/A | N/A | Wall-Mount | NO | 1; EA | NO | NO | NO | NO | PESTICIDE/AEROSOL: NO | CHEMICAL/SOLVENT: NO | Lead: No Mercury: No Silver: No Cadmium: No Chromium: No Barium: No Arsenic: No Selenium: No | PARCEL | 70 | N/A | N/A | N/A | N/A | N/A | N/A | N/A | N/A | HARDWIRED | N/A | N/A | N/A | NO | N/A | N/A | N/A | N/A | N/A | N/A | N/A | N/A | N/A | N/A | N/A | N/A | N/A | N/A | N/A | N/A | N/A | N/A | N/A | N/A | N/A | N/A | N/A | NO | NO | NO | 2017-06-24 | Mr. Steam Price Book 2017 | 2
MSBUTLER2SQ-PB | CONTROL PACKAGE | Butler | DISCONTINUED | Butler 2 Package Square Polished Brass | 767931140686 | 00767931140686 | POLISHED BRASS | Butler 2 Package includes: (1) iTempoPlus Control (2) AromaSteam SteamHead (2) AutoFlush® (2) Condensation Pan (1) SteamLinx. For generator models MSSUPER4E to MSSUPER6E | 2650 | 1855 | 2019-04-01 | Yes | 23 | 28 | 13 | 14 | 28 x 13 x 14 | 23 | 28 | 13 | 14 | 28 x 13 x 14 | Its never been easier to optimize your steam shower experience. With an elegant design and easy to use interface, you can control more than steam. Connect AromaSteam and ChromaSteam systems to create a personalized wellness center. | Set the perfect steam temperature for multiple users | ChromaSteam3 lighting & AromaSteam infusion | Never wonder what time , day or date it is in your SteamShower or bathroom | Manufactured in strong, durable and long lasting solid brass | Compliment any bathroom design with one of 11 designer or glass finishes | [5 empty] | N/A | N/A | N/A | N/A | NO | N/A | All eSeries Generators | 103990-60; MSTS | N/A | N/A | https://cdn.intelligencebank.com/us/share/B3R/KeX0/21y6/original/steam-logo-white.jpg | http://public2.intelligencebank.com/e2c56f829e1e5d82347c365bf31980f6/ba79979a91443e34e533b8295a8c8543/MSBUTLER2SQ-PB.jpg | N/A | N/A | https://vimeo.com/58153234 | https://vimeo.com/58153232 | https://vimeo.com/73313150 | N/A | http://prodrep.mrsteam.com/DocumentResources/d1f0ef4a-aa86-4f9f-b8e4-ceba8ace31f3.pdf | N/A | http://prodrep.mrsteam.com/DocumentResources/278f8bd4-e4dd-4dc6-bbf8-9b48e09be4aa.pdf | 1419014 | N/A | UNITED STATES | http://prodrep.mrsteam.com/DocumentResources/d6a61c17-60ee-4efc-b1ec-4fa4cb6c55b8.pdf | 72 HOURS |  |  | http://prodrep.mrsteam.com/DocumentResources/fb82c221-da8d-4d90-ae1e-66670ba7542f.pdf | YES | Plastic; Metal | N/A | YES | N/A | YES | NO | YES | YES | YES | N/A | N/A | Wall-Mount | NO | 1; EA | NO | NO | NO | NO | PESTICIDE/AEROSOL: NO | CHEMICAL/SOLVENT: NO | Lead: No Mercury: No Silver: No Cadmium: No Chromium: No Barium: No Arsenic: No Selenium: No | PARCEL | 70 | N/A | N/A | N/A | N/A | N/A | N/A | N/A | N/A | HARDWIRED | N/A | N/A | N/A | NO | N/A | N/A | N/A | N/A | N/A | N/A | N/A | N/A | N/A | N/A | N/A | N/A | N/A | N/A | N/A | N/A | N/A | N/A | N/A | N/A | N/A | N/A | N/A | NO | NO | NO | 2017-06-24 | Mr. Steam Price Book 2017 | 2
MSBUTLER2SQ-PC | CONTROL PACKAGE | Butler | DISCONTINUED | Butler 2 Package Square Polished Chrome | 767931140631 | 00767931140631 | POLISHED CHROME | Butler 2 Package includes: (1) iTempoPlus Control (2) AromaSteam SteamHead (2) AutoFlush® (2) Condensation Pan (1) SteamLinx. For generator models MSSUPER4E to MSSUPER6E | 2500 | 1750 | 2019-04-01 | Yes | 23 | 28 | 13 | 14 | 28 x 13 x 14 | 23 | 28 | 13 | 14 | 28 x 13 x 14 | Its never been easier to optimize your steam shower experience. With an elegant design and easy to use interface, you can control more than steam. Connect AromaSteam and ChromaSteam systems to create a personalized wellness center. | Set the perfect steam temperature for multiple users | ChromaSteam3 lighting & AromaSteam infusion | Never wonder what time , day or date it is in your SteamShower or bathroom | Manufactured in strong, durable and long lasting solid brass | Compliment any bathroom design with one of 11 designer or glass finishes | [5 empty] | N/A | N/A | N/A | N/A | NO | N/A | All eSeries Generators | 103990-60; MSTS | N/A | N/A | https://cdn.intelligencebank.com/us/share/B3R/KeX0/21y6/original/steam-logo-white.jpg | http://public2.intelligencebank.com/e2c56f829e1e5d82347c365bf31980f6/63d8c3cfd2d8df85ff4c1a6e6b389ef9/MSBUTLER2SQ-PC.jpg | N/A | N/A | https://vimeo.com/58153234 | https://vimeo.com/58153232 | https://vimeo.com/73313150 | N/A | http://prodrep.mrsteam.com/DocumentResources/d1f0ef4a-aa86-4f9f-b8e4-ceba8ace31f3.pdf | N/A | http://prodrep.mrsteam.com/DocumentResources/278f8bd4-e4dd-4dc6-bbf8-9b48e09be4aa.pdf | 1419014 | N/A | UNITED STATES | http://prodrep.mrsteam.com/DocumentResources/d6a61c17-60ee-4efc-b1ec-4fa4cb6c55b8.pdf | 72 HOURS |  |  | http://prodrep.mrsteam.com/DocumentResources/fb82c221-da8d-4d90-ae1e-66670ba7542f.pdf | YES | Plastic; Metal | N/A | YES | N/A | YES | NO | YES | YES | YES | N/A | N/A | Wall-Mount | NO | 1; EA | NO | NO | NO | NO | PESTICIDE/AEROSOL: NO | CHEMICAL/SOLVENT: NO | Lead: No Mercury: No Silver: No Cadmium: No Chromium: No Barium: No Arsenic: No Selenium: No | PARCEL | 70 | N/A | N/A | N/A | N/A | N/A | N/A | N/A | N/A | HARDWIRED | N/A | N/A | N/A | NO | N/A | N/A | N/A | N/A | N/A | N/A | N/A | N/A | N/A | N/A | N/A | N/A | N/A | N/A | N/A | N/A | N/A | N/A | N/A | N/A | N/A | N/A | N/A | NO | NO | NO | 2017-06-24 | Mr. Steam Price Book 2017 | 2
MSBUTLER2SQ-PN | CONTROL PACKAGE | Butler | DISCONTINUED | Butler 2 Package Square Polished Nickel | 767931140693 | 00767931140693 | POLISHED NICKEL | Butler 2 Package includes: (1) iTempoPlus Control (2) AromaSteam SteamHead (2) AutoFlush® (2) Condensation Pan (1) SteamLinx. For generator models MSSUPER4E to MSSUPER6E | 2650 | 1855 | 2019-04-01 | Yes | 23 | 28 | 13 | 14 | 28 x 13 x 14 | 23 | 28 | 13 | 14 | 28 x 13 x 14 | Its never been easier to optimize your steam shower experience. With an elegant design and easy to use interface, you can control more than steam. Connect AromaSteam and ChromaSteam systems to create a personalized wellness center. | Set the perfect steam temperature for multiple users | ChromaSteam3 lighting & AromaSteam infusion | Never wonder what time , day or date it is in your SteamShower or bathroom | Manufactured in strong, durable and long lasting solid brass | Compliment any bathroom design with one of 11 designer or glass finishes | [5 empty] | N/A | N/A | N/A | N/A | NO | N/A | All eSeries Generators | 103990-60; MSTS | N/A | N/A | https://cdn.intelligencebank.com/us/share/B3R/KeX0/21y6/original/steam-logo-white.jpg | http://public2.intelligencebank.com/e2c56f829e1e5d82347c365bf31980f6/638a9f3090fb127f9795933adfdebe9d/MSBUTLER2SQ-PN.jpg | N/A | N/A | https://vimeo.com/58153234 | https://vimeo.com/58153232 | https://vimeo.com/73313150 | N/A | http://prodrep.mrsteam.com/DocumentResources/d1f0ef4a-aa86-4f9f-b8e4-ceba8ace31f3.pdf | N/A | http://prodrep.mrsteam.com/DocumentResources/278f8bd4-e4dd-4dc6-bbf8-9b48e09be4aa.pdf | 1419014 | N/A | UNITED STATES | http://prodrep.mrsteam.com/DocumentResources/d6a61c17-60ee-4efc-b1ec-4fa4cb6c55b8.pdf | 72 HOURS |  |  | http://prodrep.mrsteam.com/DocumentResources/fb82c221-da8d-4d90-ae1e-66670ba7542f.pdf | YES | Plastic; Metal | N/A | YES | N/A | YES | NO | YES | YES | YES | N/A | N/A | Wall-Mount | NO | 1; EA | NO | NO | NO | NO | PESTICIDE/AEROSOL: NO | CHEMICAL/SOLVENT: NO | Lead: No Mercury: No Silver: No Cadmium: No Chromium: No Barium: No Arsenic: No Selenium: No | PARCEL | 70 | N/A | N/A | N/A | N/A | N/A | N/A | N/A | N/A | HARDWIRED | N/A | N/A | N/A | NO | N/A | N/A | N/A | N/A | N/A | N/A | N/A | N/A | N/A | N/A | N/A | N/A | N/A | N/A | N/A | N/A | N/A | N/A | N/A | N/A | N/A | N/A | N/A | NO | NO | NO | 2017-06-24 | Mr. Steam Price Book 2017 | 2
MSBUTLER2SQ-RAW | CONTROL PACKAGE | Butler | DISCONTINUED | Butler 2 Package Square Un-plated | 767931150203 | 00767931150203 | CUSTOM PLATING | Butler 2 Package includes: (1) iTempoPlus Control (2) AromaSteam SteamHead (2) AutoFlush® (2) Condensation Pan (1) SteamLinx. For generator models MSSUPER4E to MSSUPER6E | 2650 | 1855 | 2019-04-01 | Yes | 23 | 28 | 13 | 14 | 28 x 13 x 14 | 23 | 28 | 13 | 14 | 28 x 13 x 14 | Its never been easier to optimize your steam shower experience. With an elegant design and easy to use interface, you can control more than steam. Connect AromaSteam and ChromaSteam systems to create a personalized wellness center. | Set the perfect steam temperature for multiple users | ChromaSteam3 lighting & AromaSteam infusion | Never wonder what time , day or date it is in your SteamShower or bathroom | Manufactured in strong, durable and long lasting solid brass | Compliment any bathroom design with one of 11 designer or glass finishes | [5 empty] | N/A | N/A | N/A | N/A | NO | N/A | All eSeries Generators | 103990-60; MSTS | N/A | N/A | https://cdn.intelligencebank.com/us/share/B3R/KeX0/21y6/original/steam-logo-white.jpg | http://public2.intelligencebank.com/e2c56f829e1e5d82347c365bf31980f6/3726028e0186eb7e3a1c172012c58e22/MSBUTLER2SQ-RAW.jpg | N/A | N/A | https://vimeo.com/58153234 | https://vimeo.com/58153232 | https://vimeo.com/73313150 | N/A | http://prodrep.mrsteam.com/DocumentResources/d1f0ef4a-aa86-4f9f-b8e4-ceba8ace31f3.pdf | N/A | http://prodrep.mrsteam.com/DocumentResources/278f8bd4-e4dd-4dc6-bbf8-9b48e09be4aa.pdf | 1419014 | N/A | UNITED STATES | http://prodrep.mrsteam.com/DocumentResources/d6a61c17-60ee-4efc-b1ec-4fa4cb6c55b8.pdf | 72 HOURS |  |  | http://prodrep.mrsteam.com/DocumentResources/fb82c221-da8d-4d90-ae1e-66670ba7542f.pdf | YES | Plastic; Metal | N/A | YES | N/A | YES | NO | YES | YES | YES | N/A | N/A | Wall-Mount | NO | 1; EA | NO | NO | NO | NO | PESTICIDE/AEROSOL: NO | CHEMICAL/SOLVENT: NO | Lead: No Mercury: No Silver: No Cadmium: No Chromium: No Barium: No Arsenic: No Selenium: No | PARCEL | 70 | N/A | N/A | N/A | N/A | N/A | N/A | N/A | N/A | HARDWIRED | N/A | N/A | N/A | NO | N/A | N/A | N/A | N/A | N/A | N/A | N/A | N/A | N/A | N/A | N/A | N/A | N/A | N/A | N/A | N/A | N/A | N/A | N/A | N/A | N/A | N/A | N/A | NO | NO | NO | 2017-06-24 | Mr. Steam Price Book 2017 | 2
MSBUTLER2SQ-SB | CONTROL PACKAGE | Butler | DISCONTINUED | Butler 2 Package Square Satin Brass | 767931910999 | 00767931910999 | SATIN BRASS | Butler 2 Package includes: (1) iTempoPlus Control (2) AromaSteam SteamHead (2) AutoFlush® (2) Condensation Pan (1) SteamLinx. For generator models MSSUPER4E to MSSUPER6E | 2650 | 1855 | 2019-04-01 | Yes | 23 | 28 | 13 | 14 | 28 x 13 x 14 | 23 | 28 | 13 | 14 | 28 x 13 x 14 | Its never been easier to optimize your steam shower experience. With an elegant design and easy to use interface, you can control more than steam. Connect AromaSteam and ChromaSteam systems to create a personalized wellness center. | Set the perfect steam temperature for multiple users | ChromaSteam3 lighting & AromaSteam infusion | Never wonder what time , day or date it is in your SteamShower or bathroom | Manufactured in strong, durable and long lasting solid brass | Compliment any bathroom design with one of 11 designer or glass finishes | [5 empty] | N/A | N/A | N/A | N/A | NO | N/A | All eSeries Generators | 103990-60; MSTS | N/A | N/A | https://cdn.intelligencebank.com/us/share/B3R/KeX0/21y6/original/steam-logo-white.jpg | http://public2.intelligencebank.com/e2c56f829e1e5d82347c365bf31980f6/03ba4b9f9a8145a9227f084b8e3bf0ca/MSBUTLER2SQ-SB.jpg | N/A | N/A | https://vimeo.com/58153234 | https://vimeo.com/58153232 | https://vimeo.com/73313150 | N/A | http://prodrep.mrsteam.com/DocumentResources/d1f0ef4a-aa86-4f9f-b8e4-ceba8ace31f3.pdf | N/A | http://prodrep.mrsteam.com/DocumentResources/278f8bd4-e4dd-4dc6-bbf8-9b48e09be4aa.pdf | 1419014 | N/A | UNITED STATES | http://prodrep.mrsteam.com/DocumentResources/d6a61c17-60ee-4efc-b1ec-4fa4cb6c55b8.pdf | 72 HOURS |  |  | http://prodrep.mrsteam.com/DocumentResources/fb82c221-da8d-4d90-ae1e-66670ba7542f.pdf | YES | Plastic; Metal | N/A | YES | N/A | YES | NO | YES | YES | YES | N/A | N/A | Wall-Mount | NO | 1; EA | NO | NO | NO | NO | PESTICIDE/AEROSOL: NO | CHEMICAL/SOLVENT: NO | Lead: No Mercury: No Silver: No Cadmium: No Chromium: No Barium: No Arsenic: No Selenium: No | PARCEL | 70 | N/A | N/A | N/A | N/A | N/A | N/A | N/A | N/A | HARDWIRED | N/A | N/A | N/A | NO | N/A | N/A | N/A | N/A | N/A | N/A | N/A | N/A | N/A | N/A | N/A | N/A | N/A | N/A | N/A | N/A | N/A | N/A | N/A | N/A | N/A | N/A | N/A | NO | NO | NO | 2017-06-24 | Mr. Steam Price Book 2017 | 2
MSBUTLER2SQ-WH | CONTROL PACKAGE | Butler | DISCONTINUED | Butler 2 Package Square in White | 767931910166 | 00767931910166 | WHITE | Butler 2 Package includes: (1) iTempoPlus Control (2) AromaSteam SteamHead (2) AutoFlush® (2) Condensation Pan (1) SteamLinx. For generator models MS90E to MSSUPER3E | 2650 | 1855 | 2019-04-01 | Yes | 23 | 28 | 13 | 14 | 28 x 13 x 14 | 23 | 28 | 13 | 14 | 28 x 13 x 14 | Its never been easier to optimize your steam shower experience. With an elegant design and easy to use interface, you can control more than steam. Connect AromaSteam and ChromaSteam systems to create a personalized wellness center. | Set the perfect steam temperature for multiple users | ChromaSteam3 lighting & AromaSteam infusion | Never wonder what time , day or date it is in your SteamShower or bathroom | Manufactured in strong, durable and long lasting solid brass | Compliment any bathroom design with one of 11 designer or glass finishes | [5 empty] | N/A | N/A | N/A | N/A | NO | N/A | All eSeries Generators | 103990-60; MSTS | N/A | N/A | https://cdn.intelligencebank.com/us/share/B3R/KeX0/21y6/original/steam-logo-white.jpg | http://public2.intelligencebank.com/e2c56f829e1e5d82347c365bf31980f6/c27d7269ec6d46e8c30dddfc267bdbb1/MSBUTLER2SQ-WH.jpg | N/A | N/A | https://vimeo.com/58153234 | https://vimeo.com/58153232 | https://vimeo.com/73313150 | N/A | http://prodrep.mrsteam.com/DocumentResources/d1f0ef4a-aa86-4f9f-b8e4-ceba8ace31f3.pdf | N/A | http://prodrep.mrsteam.com/DocumentResources/278f8bd4-e4dd-4dc6-bbf8-9b48e09be4aa.pdf | 1419014 | N/A | UNITED STATES | http://prodrep.mrsteam.com/DocumentResources/d6a61c17-60ee-4efc-b1ec-4fa4cb6c55b8.pdf | 72 HOURS |  |  | http://prodrep.mrsteam.com/DocumentResources/fb82c221-da8d-4d90-ae1e-66670ba7542f.pdf | NO | Plastic; Metal | N/A | YES | N/A | YES | NO | YES | YES | YES | N/A | N/A | Wall-Mount | NO | 1; EA | NO | NO | NO | NO | PESTICIDE/AEROSOL: NO | CHEMICAL/SOLVENT: NO | Lead: No Mercury: No Silver: No Cadmium: No Chromium: No Barium: No Arsenic: No Selenium: No | PARCEL | 70 | N/A | N/A | N/A | N/A | N/A | N/A | N/A | N/A | HARDWIRED | N/A | N/A | N/A | NO | N/A | N/A | N/A | N/A | N/A | N/A | N/A | N/A | N/A | N/A | N/A | N/A | N/A | N/A | N/A | N/A | N/A | N/A | N/A | N/A | N/A | N/A | N/A | NO | NO | NO | 2017-06-24 | Mr. Steam Price Book 2017 | 2
MSCHROMA3-BK | ACCESSORY | ChromaTherapy | ACTIVE (ECOM) | ChromaSteam3 System in Black | 767931909825 | 00767931909825 | BLACK | ChromaSteam3 System suffuses the steam shower with a spectrum of color from airy blue to sensual red. Select color and modes directly from the iSteam3 Control. Can also be controlled from a dedicated wall switch. Includes a built-in low voltage transformer and color microprocessor. | 900 | 630 | 2019-04-01 | Yes | 1 | 4.5 | 6.125 | 1.375 | 4.5 x 6.125 x 1.375 | 8 | 10 | 10 | 14 | 10 x 10 x 14 | Step into your shower. Let the steam envelope you. Now extend a hand and effortlessly dial in just the mood you're seeking. Your elegant, vapor-sealed LED mood lighting responds with a flood of pure energy. | Select color and modes directly from the iSteam®3 control | Can also be controlled from a dedicated wall switch | Included low voltage power supply | Works with all MrSteam eSeries Generators | Includes one Chroma light and control module | [5 empty] | 0.0384 | 38.4 | 120 | 0.4 | NO | N/A | All eSeries Generators | N/A | N/A | N/A | https://cdn.intelligencebank.com/us/share/B3R/KeX0/21y6/original/steam-logo-white.jpg | https://cdn.intelligencebank.com/us/share/B3R/06wq/nVWN/original/MSCHROMA3-BK.jpg | N/A | N/A | https://vimeo.com/58153234 | https://vimeo.com/58153232 | https://vimeo.com/246511028 | https://vimeo.com/256968068 | http://prodrep.mrsteam.com/DocumentResources/d1f0ef4a-aa86-4f9f-b8e4-ceba8ace31f3.pdf | N/A | http://prodrep.mrsteam.com/DocumentResources/278f8bd4-e4dd-4dc6-bbf8-9b48e09be4aa.pdf | 1398377 | N/A | UNITED STATES | http://prodrep.mrsteam.com/DocumentResources/d6a61c17-60ee-4efc-b1ec-4fa4cb6c55b8.pdf | 72 HOURS | http://prodrep.mrsteam.com/DocumentResources/93a9e7c7-ed65-4dea-b19f-96ea4aeb43d1.pdf | http://prodrep.mrsteam.com/DocumentResources/b9c1889e-545a-4002-9f87-6387af2431a1.pdf | http://prodrep.mrsteam.com/DocumentResources/fb82c221-da8d-4d90-ae1e-66670ba7542f.pdf | NO | Plastic | UL Recognized | NO | N/A | NO | NO | YES | NO | NO | N/A | N/A | Wall-Mount or Floor-Mount | NO | 1; EA | NO | NO | NO | NO | PESTICIDE/AEROSOL: NO | CHEMICAL/SOLVENT: NO | Lead: No Mercury: No Silver: No Cadmium: No Chromium: No Barium: No Arsenic: No Selenium: No | PARCEL | 70 | N/A | N/A | N/A | N/A | N/A | N/A | N/A | N/A | N/A | N/A | N/A | N/A | NO | N/A | N/A | N/A | N/A | N/A | N/A | N/A | N/A | N/A | N/A | N/A | N/A | N/A | N/A | N/A | N/A | N/A | N/A | N/A | N/A | N/A | N/A | N/A | NO | YES | NO | 2017-06-24 | Mr. Steam Price Book 2017 | N/A
MSCHROMA3-WH | ACCESSORY | ChromaTherapy | ACTIVE (ECOM) | ChromaSteam3 System in White | 767931909832 | 00767931909832 | WHITE | ChromaSteam3 System suffuses the steam shower with a spectrum of color from airy blue to sensual red. Select color and modes directly from the iSteam3 Control. Can also be controlled from a dedicated wall switch. Includes a built-in low voltage transformer and color microprocessor. | 900 | 630 | 2019-04-01 | Yes | 1 | 4.5 | 6.125 | 1.375 | 4.5 x 6.125 x 1.375 | 8 | 10 | 10 | 14 | 10 x 10 x 14 | Step into your shower. Let the steam envelope you. Now extend a hand and effortlessly dial in just the mood you're seeking. Your elegant, vapor-sealed LED mood lighting responds with a flood of pure energy. | Select color and modes directly from the iSteam®3 control | Can also be controlled from a dedicated wall switch | Included low voltage power supply | Works with all MrSteam eSeries Generators | Includes one Chroma light and control module | [5 empty] | 0.0384 | 38.4 | 120 | 0.4 | NO | N/A | All eSeries Generators | N/A | N/A | N/A | https://cdn.intelligencebank.com/us/share/B3R/KeX0/21y6/original/steam-logo-white.jpg | https://cdn.intelligencebank.com/us/share/B3R/06wq/9weg/original/MSCHROMA3-WH.jpg | N/A | N/A | https://vimeo.com/58153234 | https://vimeo.com/58153232 | https://vimeo.com/246511028 | https://vimeo.com/256968068 | http://prodrep.mrsteam.com/DocumentResources/d1f0ef4a-aa86-4f9f-b8e4-ceba8ace31f3.pdf | N/A | http://prodrep.mrsteam.com/DocumentResources/278f8bd4-e4dd-4dc6-bbf8-9b48e09be4aa.pdf | 1398377 | N/A | UNITED STATES | http://prodrep.mrsteam.com/DocumentResources/d6a61c17-60ee-4efc-b1ec-4fa4cb6c55b8.pdf | 72 HOURS | http://prodrep.mrsteam.com/DocumentResources/93a9e7c7-ed65-4dea-b19f-96ea4aeb43d1.pdf | http://prodrep.mrsteam.com/DocumentResources/b9c1889e-545a-4002-9f87-6387af2431a1.pdf | http://prodrep.mrsteam.com/DocumentResources/fb82c221-da8d-4d90-ae1e-66670ba7542f.pdf | NO | Plastic | UL Recognized | NO | N/A | NO | NO | YES | NO | NO | N/A | N/A | Wall-Mount or Floor-Mount | NO | 1; EA | NO | NO | NO | NO | PESTICIDE/AEROSOL: NO | CHEMICAL/SOLVENT: NO | Lead: No Mercury: No Silver: No Cadmium: No Chromium: No Barium: No Arsenic: No Selenium: No | PARCEL | 70 | N/A | N/A | N/A | N/A | N/A | N/A | N/A | N/A | N/A | N/A | N/A | N/A | NO | N/A | N/A | N/A | N/A | N/A | N/A | N/A | N/A | N/A | N/A | N/A | N/A | N/A | N/A | N/A | N/A | N/A | N/A | N/A | N/A | N/A | N/A | N/A | NO | YES | NO | 2017-06-24 | Mr. Steam Price Book 2017 | N/A
MSCHROMA-72 | ACCESSORY | ChromaTherapy | ACTIVE (ECOM) | ChromaSteam | 767931901225 | 00767931901225 | N/A | ChromaSteam® suffuses the steam shower with a spectrum of color from airy blue to sensual red | 1000 | 700 | 2019-04-01 | Yes | 5 | 15 | 6 | 6 | 15 x 6 x 6 | 6 | 17 | 6 | 6 | 17 x 6 x 6 | Step into your shower. Let the steam envelope you. Now extend a hand and effortlessly dial in just the mood you're seeking. Your elegant, vapor-sealed LED mood lighting responds with a flood of pure energy. | Suffuses the steam shower with a spectrum of color from airy blue to sensual red | Vapor-sealed | Low-voltage LED modules yield long-lasting high performance and cool operation | The Chroma logic color selection can be set for a single color or to cycle from one to another | ChromaSteam is UL listed for safety | [5 empty] | 0.0144 | 14.4 | 120 | 0.12 | NO | N/A | All eSeries Generators | N/A | N/A | N/A | https://cdn.intelligencebank.com/us/share/B3R/KeX0/21y6/original/steam-logo-white.jpg | http://public2.intelligencebank.com/e2c56f829e1e5d82347c365bf31980f6/facc76418a68035bec6185bd2fee44bf/MSCHROMA-72.jpg | N/A | N/A | https://vimeo.com/58153234 | https://vimeo.com/58153232 | https://vimeo.com/160930316 | https://vimeo.com/113722372 | http://prodrep.mrsteam.com/DocumentResources/d1f0ef4a-aa86-4f9f-b8e4-ceba8ace31f3.pdf | N/A | http://prodrep.mrsteam.com/DocumentResources/278f8bd4-e4dd-4dc6-bbf8-9b48e09be4aa.pdf | 1398377 | N/A | UNITED STATES | http://prodrep.mrsteam.com/DocumentResources/d6a61c17-60ee-4efc-b1ec-4fa4cb6c55b8.pdf | 72 HOURS | http://prodrep.mrsteam.com/DocumentResources/61737f7f-1e0f-4134-bbbb-f37338a4d2d0.pdf | http://prodrep.mrsteam.com/DocumentResources/0f2f92c3-c2be-469d-b6a7-ca457843f77b.pdf | http://prodrep.mrsteam.com/DocumentResources/fb82c221-da8d-4d90-ae1e-66670ba7542f.pdf | NO | Plastic; Metal | ETL Listed | NO | N/A | NO | NO | YES | NO | NO | N/A | N/A | Wall-Mount or Floor-Mount | NO | 1; EA | NO | NO | NO | NO | PESTICIDE/AEROSOL: NO | CHEMICAL/SOLVENT: NO | Lead: No Mercury: No Silver: Yes, below Cadmium: No Chromium: No Barium: No Arsenic: No Selenium: No | PARCEL | 70 | N/A | N/A | N/A | N/A | N/A | N/A | N/A | N/A | N/A | N/A | N/A | N/A | NO | N/A | N/A | N/A | N/A | N/A | N/A | N/A | N/A | N/A | N/A | N/A | N/A | N/A | N/A | N/A | N/A | N/A | N/A | N/A | N/A | N/A | N/A | N/A | NO | YES | NO | 2017-06-24 | Mr. Steam Price Book 2017 | N/A
MSITEMPORD-BB | CONTROL | iTempo | ACTIVE (ECOM) | iTempo Round Steam Shower Control in Brushed Bronze | 767931150609 | 00767931150609 | BRUSHED BRONZE | iTempo Temperature Round Control Brushed Bronze with matching AromaSteam SteamHead. For generator models MS90E to MSSUPER6E | 900 | 630 | 2019-04-01 | Yes | 1.2 | 5 | 5 | 1.25 | 5 x 5 x 1.25 | 5 | 10 | 8 | 4 | 10 x 8 x 4 | The iTempo Control is simple, elegant, and easy to use. Forged from solid brass and available in your choice of 10 designer finishes, iTempo meshes seamlessly with any bathroom décor. | Easily mount and install your control snug to the wall | Use your smartphone or mobile device to control your steam shower | Whatever your preference, program your temperature and get comfortable | Operates with optional wireless SteamLinx™ Control | [6 empty] | N/A | N/A | N/A | N/A | NO | N/A | All eSeries Generators | 103990-60; MSTS | N/A | N/A | https://cdn.intelligencebank.com/us/share/B3R/KeX0/21y6/original/steam-logo-white.jpg | http://public2.intelligencebank.com/e2c56f829e1e5d82347c365bf31980f6/3ccd8a1ebfbc819de0685c97c9669f82/MSITEMPORD-BB.jpg | http://public2.intelligencebank.com/e2c56f829e1e5d82347c365bf31980f6/2e61713bbe51b35201be59ec828c8329/MSITEMPORD-BB_front.jpg | http://public2.intelligencebank.com/e2c56f829e1e5d82347c365bf31980f6/85ddacfac8331520e6a51215f016fd83/MSITEMPORD-BB_side.jpg | https://vimeo.com/58153234 | https://vimeo.com/58153232 | https://vimeo.com/59511904 | https://vimeo.com/66350508 | http://prodrep.mrsteam.com/DocumentResources/d1f0ef4a-aa86-4f9f-b8e4-ceba8ace31f3.pdf | N/A | http://prodrep.mrsteam.com/DocumentResources/278f8bd4-e4dd-4dc6-bbf8-9b48e09be4aa.pdf | 1419306 | N/A | UNITED STATES | http://prodrep.mrsteam.com/DocumentResources/d6a61c17-60ee-4efc-b1ec-4fa4cb6c55b8.pdf | 72 HOURS | http://prodrep.mrsteam.com/DocumentResources/b2810ea7-b57e-409a-ad8a-f542851f66be.pdf | http://prodrep.mrsteam.com/DocumentResources/97338af5-9f1c-46f1-b329-3fd508749a21.pdf | http://prodrep.mrsteam.com/DocumentResources/fb82c221-da8d-4d90-ae1e-66670ba7542f.pdf | NO | Plastic; Metal | N/A | YES | N/A | YES | NO | YES | YES | YES | N/A | N/A | Wall-Mount | NO | 1; EA | NO | NO | NO | NO | PESTICIDE/AEROSOL: NO | CHEMICAL/SOLVENT: NO | Lead: No Mercury: No Silver: Yes, below Cadmium: No Chromium: No Barium: No Arsenic: No Selenium: No | PARCEL | 70 | N/A | N/A | N/A | N/A | N/A | N/A | N/A | YES | HARDWIRED | N/A | N/A | N/A | NO | N/A | N/A | N/A | N/A | N/A | N/A | N/A | N/A | N/A | N/A | N/A | N/A | N/A | N/A | N/A | N/A | N/A | N/A | N/A | N/A | N/A | N/A | N/A | NO | NO | NO | 2017-06-24 | Mr. Steam Price Book 2017 | 2
MSITEMPORD-BK | CONTROL | iTempo | ACTIVE (ECOM) | iTempo Round Steam Shower Control in Black with Polished Chrome Bezel | 767931910173 | 00767931910173 | BLACK | iTempo Temperature Round Control Black with matching AromaSteam SteamHead. For generator models MS90E to MSSUPER6E | 900 | 630 | 2019-04-01 | Yes | 1.2 | 5 | 5 | 1.25 | 5 x 5 x 1.25 | 5 | 10 | 8 | 4 | 10 x 8 x 4 | The iTempo Control is simple, elegant, and easy to use. Forged from solid brass and available in your choice of 10 designer finishes, iTempo meshes seamlessly with any bathroom décor. | Easily mount and install your control snug to the wall | Use your smartphone or mobile device to control your steam shower | Whatever your preference, program your temperature and get comfortable | Operates with optional wireless SteamLinx™ Control | [6 empty] | N/A | N/A | N/A | N/A | NO | N/A | All eSeries Generators | 103990-60; MSTS | N/A | N/A | https://cdn.intelligencebank.com/us/share/B3R/KeX0/21y6/original/steam-logo-white.jpg | http://public2.intelligencebank.com/e2c56f829e1e5d82347c365bf31980f6/96e976053b7267ac8a98cd55ede3375f/MSITEMPORD-BK.jpg | http://public2.intelligencebank.com/e2c56f829e1e5d82347c365bf31980f6/bc999c6785164afced9ef144edbd83b0/MSITEMPORD-BK_front.jpg | http://public2.intelligencebank.com/e2c56f829e1e5d82347c365bf31980f6/d525d71ffcd5469fc2c1e2f37fb512ed/MSITEMPORD-BK_side.jpg | https://vimeo.com/58153234 | https://vimeo.com/58153232 | https://vimeo.com/59511904 | https://vimeo.com/66350508 | http://prodrep.mrsteam.com/DocumentResources/d1f0ef4a-aa86-4f9f-b8e4-ceba8ace31f3.pdf | N/A | http://prodrep.mrsteam.com/DocumentResources/278f8bd4-e4dd-4dc6-bbf8-9b48e09be4aa.pdf | 1419306 | N/A | UNITED STATES | http://prodrep.mrsteam.com/DocumentResources/d6a61c17-60ee-4efc-b1ec-4fa4cb6c55b8.pdf | 72 HOURS | http://prodrep.mrsteam.com/DocumentResources/b2810ea7-b57e-409a-ad8a-f542851f66be.pdf | http://prodrep.mrsteam.com/DocumentResources/97338af5-9f1c-46f1-b329-3fd508749a21.pdf | http://prodrep.mrsteam.com/DocumentResources/fb82c221-da8d-4d90-ae1e-66670ba7542f.pdf | NO | Plastic; Metal | N/A | YES | N/A | YES | NO | YES | YES | YES | N/A | N/A | Wall-Mount | NO | 1; EA | NO | NO | NO | NO | PESTICIDE/AEROSOL: NO | CHEMICAL/SOLVENT: NO | Lead: No Mercury: No Silver: Yes, below Cadmium: No Chromium: No Barium: No Arsenic: No Selenium: No | PARCEL | 70 | N/A | N/A | N/A | N/A | N/A | N/A | N/A | YES | HARDWIRED | N/A | N/A | N/A | NO | N/A | N/A | N/A | N/A | N/A | N/A | N/A | N/A | N/A | N/A | N/A | N/A | N/A | N/A | N/A | N/A | N/A | N/A | N/A | N/A | N/A | N/A | N/A | NO | NO | NO | 2017-06-24 | Mr. Steam Price Book 2017 | 2
MSITEMPORD-BN | CONTROL | iTempo | ACTIVE (ECOM) | iTempo Round Steam Shower Control in Brushed Nickel | 767931150586 | 00767931150586 | BRUSHED NICKEL | iTempo Temperature Round Control Brushed Nickel with matching AromaSteam SteamHead. For generator models MS90E to MSSUPER6E | 900 | 630 | 2019-04-01 | Yes | 1.2 | 5 | 5 | 1.25 | 5 x 5 x 1.25 | 5 | 10 | 8 | 4 | 10 x 8 x 4 | The iTempo Control is simple, elegant, and easy to use. Forged from solid brass and available in your choice of 10 designer finishes, iTempo meshes seamlessly with any bathroom décor. | Easily mount and install your control snug to the wall | Use your smartphone or mobile device to control your steam shower | Whatever your preference, program your temperature and get comfortable | Operates with optional wireless SteamLinx™ Control | [6 empty] | N/A | N/A | N/A | N/A | NO | N/A | All eSeries Generators | 103990-60; MSTS | N/A | N/A | https://cdn.intelligencebank.com/us/share/B3R/KeX0/21y6/original/steam-logo-white.jpg | http://public2.intelligencebank.com/e2c56f829e1e5d82347c365bf31980f6/6b8afda426196171f284463955c94e9f/MSITEMPORD-BN.jpg | http://public2.intelligencebank.com/e2c56f829e1e5d82347c365bf31980f6/0d1862de96c40315f6e621c3a09dc38c/MSITEMPORD-BN_front.jpg | http://public2.intelligencebank.com/e2c56f829e1e5d82347c365bf31980f6/b1b67ea3518ed752ef09e2dca5d8fca8/MSITEMPORD-BN_side.jpg | https://vimeo.com/58153234 | https://vimeo.com/58153232 | https://vimeo.com/59511904 | https://vimeo.com/66350508 | http://prodrep.mrsteam.com/DocumentResources/d1f0ef4a-aa86-4f9f-b8e4-ceba8ace31f3.pdf | N/A | http://prodrep.mrsteam.com/DocumentResources/278f8bd4-e4dd-4dc6-bbf8-9b48e09be4aa.pdf | 1419306 | N/A | UNITED STATES | http://prodrep.mrsteam.com/DocumentResources/d6a61c17-60ee-4efc-b1ec-4fa4cb6c55b8.pdf | 72 HOURS | http://prodrep.mrsteam.com/DocumentResources/b2810ea7-b57e-409a-ad8a-f542851f66be.pdf | http://prodrep.mrsteam.com/DocumentResources/97338af5-9f1c-46f1-b329-3fd508749a21.pdf | http://prodrep.mrsteam.com/DocumentResources/fb82c221-da8d-4d90-ae1e-66670ba7542f.pdf | NO | Plastic; Metal | N/A | YES | N/A | YES | NO | YES | YES | YES | N/A | N/A | Wall-Mount | NO | 1; EA | NO | NO | NO | NO | PESTICIDE/AEROSOL: NO | CHEMICAL/SOLVENT: NO | Lead: No Mercury: No Silver: Yes, below Cadmium: No Chromium: No Barium: No Arsenic: No Selenium: No | PARCEL | 70 | N/A | N/A | N/A | N/A | N/A | N/A | N/A | YES | HARDWIRED | N/A | N/A | N/A | NO | N/A | N/A | N/A | N/A | N/A | N/A | N/A | N/A | N/A | N/A | N/A | N/A | N/A | N/A | N/A | N/A | N/A | N/A | N/A | N/A | N/A | N/A | N/A | NO | NO | NO | 2017-06-24 | Mr. Steam Price Book 2017 | 2
MSITEMPORD-MB | CONTROL | iTempo | ACTIVE (ECOM) | iTempo Round Steam Shower Control in Matte Black with Polished Chrome Bezel | 767931914171 | 00767931914171 | MATTE BLACK | iTempo Temperature Square Control Black with matching AromaSteam SteamHead. For generator models MS90E to MSSUPER6E | 900 | 630 | 2019-04-01 | Yes | 1.2 | 5 | 4.5 | 1.25 | 5 x 4.5 x 1.25 | 5 | 10 | 8 | 4 | 10 x 8 x 4 | The iTempo Control is simple, elegant, and easy to use. Forged from solid brass and available in your choice of 10 designer finishes, iTempo meshes seamlessly with any bathroom décor. | Easily mount and install your control snug to the wall | Use your smartphone or mobile device to control your steam shower | Whatever your preference, program your temperature and get comfortable | Operates with optional wireless SteamLinx™ Control | [6 empty] | N/A | N/A | N/A | N/A | NO | N/A | All eSeries Generators | 103990-60; MSTS | N/A | N/A | https://cdn.intelligencebank.com/us/share/B3R/KeX0/21y6/original/steam-logo-white.jpg | https://cdn.intelligencebank.com/us/share/B3R/DNJy/JGV2/original/MSITEMPORD-MB-Steamhead.jpg | https://cdn.intelligencebank.com/us/share/B3R/DNJy/1vz3/original/MSITEMPORD-MB.jpg | https://cdn.intelligencebank.com/us/share/B3R/DNJy/jqPb/original/MSITEMPORD-MB-Angled.jpg | https://vimeo.com/58153234 | https://vimeo.com/58153232 | https://vimeo.com/59511904 | https://vimeo.com/66350508 | http://prodrep.mrsteam.com/DocumentResources/d1f0ef4a-aa86-4f9f-b8e4-ceba8ace31f3.pdf | N/A | http://prodrep.mrsteam.com/DocumentResources/278f8bd4-e4dd-4dc6-bbf8-9b48e09be4aa.pdf | 1419306 | N/A | UNITED STATES | http://prodrep.mrsteam.com/DocumentResources/d6a61c17-60ee-4efc-b1ec-4fa4cb6c55b8.pdf | 72 HOURS | http://prodrep.mrsteam.com/DocumentResources/b2810ea7-b57e-409a-ad8a-f542851f66be.pdf | http://prodrep.mrsteam.com/DocumentResources/97338af5-9f1c-46f1-b329-3fd508749a21.pdf | http://prodrep.mrsteam.com/DocumentResources/fb82c221-da8d-4d90-ae1e-66670ba7542f.pdf | NO | Plastic; Metal | N/A | YES | N/A | YES | NO | YES | YES | YES | N/A | N/A | Wall-Mount | NO | 1; EA | NO | NO | NO | NO | PESTICIDE/AEROSOL: NO | CHEMICAL/SOLVENT: NO | Lead: No Mercury: No Silver: No Cadmium: No Chromium: No Barium: No Arsenic: No Selenium: No | PARCEL | 70 | N/A | N/A | N/A | N/A | N/A | N/A | N/A | YES | HARDWIRED | N/A | N/A | N/A | NO | N/A | N/A | N/A | N/A | N/A | N/A | N/A | N/A | N/A | N/A | N/A | N/A | N/A | N/A | N/A | N/A | N/A | N/A | N/A | N/A | N/A | N/A | N/A | NO | NO | NO | 2017-06-24 | Mr. Steam Price Book 2017 | 2
MSITEMPORD-ORB | CONTROL | iTempo | ACTIVE (ECOM) | iTempo Round Steam Shower Control in Oil Rubbed Bronze | 767931150593 | 00767931150593 | OIL RUBBED BRONZE | iTempo Temperature Round Control Oil Rubbed Bronze with matching AromaSteam SteamHead. For generator models MS90E to MSSUPER6E | 900 | 630 | 2019-04-01 | Yes | 1.2 | 5 | 5 | 1.25 | 5 x 5 x 1.25 | 5 | 10 | 8 | 4 | 10 x 8 x 4 | The iTempo Control is simple, elegant, and easy to use. Forged from solid brass and available in your choice of 10 designer finishes, iTempo meshes seamlessly with any bathroom décor. | Easily mount and install your control snug to the wall | Use your smartphone or mobile device to control your steam shower | Whatever your preference, program your temperature and get comfortable | Operates with optional wireless SteamLinx™ Control | [6 empty] | N/A | N/A | N/A | N/A | NO | N/A | All eSeries Generators | 103990-60; MSTS | N/A | N/A | https://cdn.intelligencebank.com/us/share/B3R/KeX0/21y6/original/steam-logo-white.jpg | http://public2.intelligencebank.com/e2c56f829e1e5d82347c365bf31980f6/91fb73a8dbb1aceb104137f8d9fb0174/MSITEMPORD-ORB.jpg | http://public2.intelligencebank.com/e2c56f829e1e5d82347c365bf31980f6/620abcbe1564b37998474ef891a7b79c/MSITEMPORD-ORB_front.jpg | http://public2.intelligencebank.com/e2c56f829e1e5d82347c365bf31980f6/2a7a9b22777610a43a224e3933c120d4/MSITEMPORD-ORB_side.jpg | https://vimeo.com/58153234 | https://vimeo.com/58153232 | https://vimeo.com/59511904 | https://vimeo.com/66350508 | http://prodrep.mrsteam.com/DocumentResources/d1f0ef4a-aa86-4f9f-b8e4-ceba8ace31f3.pdf | N/A | http://prodrep.mrsteam.com/DocumentResources/278f8bd4-e4dd-4dc6-bbf8-9b48e09be4aa.pdf | 1419306 | N/A | UNITED STATES | http://prodrep.mrsteam.com/DocumentResources/d6a61c17-60ee-4efc-b1ec-4fa4cb6c55b8.pdf | 72 HOURS | http://prodrep.mrsteam.com/DocumentResources/b2810ea7-b57e-409a-ad8a-f542851f66be.pdf | http://prodrep.mrsteam.com/DocumentResources/97338af5-9f1c-46f1-b329-3fd508749a21.pdf | http://prodrep.mrsteam.com/DocumentResources/fb82c221-da8d-4d90-ae1e-66670ba7542f.pdf | NO | Plastic; Metal | N/A | YES | N/A | YES | NO | YES | YES | YES | N/A | N/A | Wall-Mount | NO | 1; EA | NO | NO | NO | NO | PESTICIDE/AEROSOL: NO | CHEMICAL/SOLVENT: NO | Lead: No Mercury: No Silver: Yes, below Cadmium: No Chromium: No Barium: No Arsenic: No Selenium: No | PARCEL | 70 | N/A | N/A | N/A | N/A | N/A | N/A | N/A | YES | HARDWIRED | N/A | N/A | N/A | NO | N/A | N/A | N/A | N/A | N/A | N/A | N/A | N/A | N/A | N/A | N/A | N/A | N/A | N/A | N/A | N/A | N/A | N/A | N/A | N/A | N/A | N/A | N/A | NO | NO | NO | 2017-06-24 | Mr. Steam Price Book 2017 | 2
MSITEMPORD-PB | CONTROL | iTempo | ACTIVE (ECOM) | iTempo Round Steam Shower Control in Polished Brass | 767931150562 | 00767931150562 | POLISHED BRASS | iTempo Temperature Round Control Polished Brass with matching AromaSteam SteamHead. For generator models MS90E to MSSUPER6E | 900 | 630 | 2019-04-01 | Yes | 1.2 | 5 | 5 | 1.25 | 5 x 5 x 1.25 | 5 | 10 | 8 | 4 | 10 x 8 x 4 | The iTempo Control is simple, elegant, and easy to use. Forged from solid brass and available in your choice of 10 designer finishes, iTempo meshes seamlessly with any bathroom décor. | Easily mount and install your control snug to the wall | Use your smartphone or mobile device to control your steam shower | Whatever your preference, program your temperature and get comfortable | Operates with optional wireless SteamLinx™ Control | [6 empty] | N/A | N/A | N/A | N/A | NO | N/A | All eSeries Generators | 103990-60; MSTS | N/A | N/A | https://cdn.intelligencebank.com/us/share/B3R/KeX0/21y6/original/steam-logo-white.jpg | http://public2.intelligencebank.com/e2c56f829e1e5d82347c365bf31980f6/2c518530fb2cdb3ab64d5edc9481e338/MSITEMPORD-PB.jpg | http://public2.intelligencebank.com/e2c56f829e1e5d82347c365bf31980f6/202c6c5f09b946cc4f1aadf688d77c40/MSITEMPORD-PB_front.jpg | http://public2.intelligencebank.com/e2c56f829e1e5d82347c365bf31980f6/9aee008a3c6802f3e5943406d2f02046/MSITEMPORD-PB_side.jpg | https://vimeo.com/58153234 | https://vimeo.com/58153232 | https://vimeo.com/59511904 | https://vimeo.com/66350508 | http://prodrep.mrsteam.com/DocumentResources/d1f0ef4a-aa86-4f9f-b8e4-ceba8ace31f3.pdf | N/A | http://prodrep.mrsteam.com/DocumentResources/278f8bd4-e4dd-4dc6-bbf8-9b48e09be4aa.pdf | 1419306 | N/A | UNITED STATES | http://prodrep.mrsteam.com/DocumentResources/d6a61c17-60ee-4efc-b1ec-4fa4cb6c55b8.pdf | 72 HOURS | http://prodrep.mrsteam.com/DocumentResources/b2810ea7-b57e-409a-ad8a-f542851f66be.pdf | http://prodrep.mrsteam.com/DocumentResources/97338af5-9f1c-46f1-b329-3fd508749a21.pdf | http://prodrep.mrsteam.com/DocumentResources/fb82c221-da8d-4d90-ae1e-66670ba7542f.pdf | NO | Plastic; Metal | N/A | YES | N/A | YES | NO | YES | YES | YES | N/A | N/A | Wall-Mount | NO | 1; EA | NO | NO | NO | NO | PESTICIDE/AEROSOL: NO | CHEMICAL/SOLVENT: NO | Lead: No Mercury: No Silver: Yes, below Cadmium: No Chromium: No Barium: No Arsenic: No Selenium: No | PARCEL | 70 | N/A | N/A | N/A | N/A | N/A | N/A | N/A | YES | HARDWIRED | N/A | N/A | N/A | NO | N/A | N/A | N/A | N/A | N/A | N/A | N/A | N/A | N/A | N/A | N/A | N/A | N/A | N/A | N/A | N/A | N/A | N/A | N/A | N/A | N/A | N/A | N/A | NO | NO | NO | 2017-06-24 | Mr. Steam Price Book 2017 | 2
MSITEMPORD-PC | CONTROL | iTempo | ACTIVE (ECOM) | iTempo Round Steam Shower Control in Polished Chrome | 767931150555 | 00767931150555 | POLISHED CHROME | iTempo Temperature Round Control Polished Chrome with matching AromaSteam SteamHead. For generator models MS90E to MSSUPER6E | 800 | 560 | 2019-04-01 | Yes | 1.2 | 5 | 5 | 1.25 | 5 x 5 x 1.25 | 5 | 10 | 8 | 4 | 10 x 8 x 4 | The iTempo Control is simple, elegant, and easy to use. Forged from solid brass and available in your choice of 10 designer finishes, iTempo meshes seamlessly with any bathroom décor. | Easily mount and install your control snug to the wall | Use your smartphone or mobile device to control your steam shower | Whatever your preference, program your temperature and get comfortable | Operates with optional wireless SteamLinx™ Control | [6 empty] | N/A | N/A | N/A | N/A | NO | N/A | All eSeries Generators | 103990-60; MSTS | N/A | N/A | https://cdn.intelligencebank.com/us/share/B3R/KeX0/21y6/original/steam-logo-white.jpg | http://public2.intelligencebank.com/e2c56f829e1e5d82347c365bf31980f6/3219affad215fc1eaa5adb93a246e82c/MSITEMPORD-PC.jpg | http://public2.intelligencebank.com/e2c56f829e1e5d82347c365bf31980f6/f2f57fd5612a80d5abb52555297b9d7f/MSITEMPORD-PC_front.jpg | http://public2.intelligencebank.com/e2c56f829e1e5d82347c365bf31980f6/d1aa6ac39a2bd9502b068d2127c966a1/MSITEMPORD-PC_side.jpg | https://vimeo.com/58153234 | https://vimeo.com/58153232 | https://vimeo.com/59511904 | https://vimeo.com/66350508 | http://prodrep.mrsteam.com/DocumentResources/d1f0ef4a-aa86-4f9f-b8e4-ceba8ace31f3.pdf | N/A | http://prodrep.mrsteam.com/DocumentResources/278f8bd4-e4dd-4dc6-bbf8-9b48e09be4aa.pdf | 1419306 | N/A | UNITED STATES | http://prodrep.mrsteam.com/DocumentResources/d6a61c17-60ee-4efc-b1ec-4fa4cb6c55b8.pdf | 72 HOURS | http://prodrep.mrsteam.com/DocumentResources/b2810ea7-b57e-409a-ad8a-f542851f66be.pdf | http://prodrep.mrsteam.com/DocumentResources/97338af5-9f1c-46f1-b329-3fd508749a21.pdf | http://prodrep.mrsteam.com/DocumentResources/fb82c221-da8d-4d90-ae1e-66670ba7542f.pdf | NO | Plastic; Metal | N/A | YES | N/A | YES | NO | YES | YES | YES | N/A | N/A | Wall-Mount | NO | 1; EA | NO | NO | NO | NO | PESTICIDE/AEROSOL: NO | CHEMICAL/SOLVENT: NO | Lead: No Mercury: No Silver: Yes, below Cadmium: No Chromium: No Barium: No Arsenic: No Selenium: No | PARCEL | 70 | N/A | N/A | N/A | N/A | N/A | N/A | N/A | YES | HARDWIRED | N/A | N/A | N/A | NO | N/A | N/A | N/A | N/A | N/A | N/A | N/A | N/A | N/A | N/A | N/A | N/A | N/A | N/A | N/A | N/A | N/A | N/A | N/A | N/A | N/A | N/A | N/A | NO | NO | NO | 2017-06-24 | Mr. Steam Price Book 2017 | 2
MSITEMPORD-PN | CONTROL | iTempo | ACTIVE (ECOM) | iTempo Round Steam Shower Control in Polished Nickel | 767931150579 | 00767931150579 | POLISHED NICKEL | iTempo Temperature Round Control Polished Nickel with matching AromaSteam SteamHead. For generator models MS90E to MSSUPER6E | 900 | 630 | 2019-04-01 | Yes | 1.2 | 5 | 5 | 1.25 | 5 x 5 x 1.25 | 5 | 10 | 8 | 4 | 10 x 8 x 4 | The iTempo Control is simple, elegant, and easy to use. Forged from solid brass and available in your choice of 10 designer finishes, iTempo meshes seamlessly with any bathroom décor. | Easily mount and install your control snug to the wall | Use your smartphone or mobile device to control your steam shower | Whatever your preference, program your temperature and get comfortable | Operates with optional wireless SteamLinx™ Control | [6 empty] | N/A | N/A | N/A | N/A | NO | N/A | All eSeries Generators | 103990-60; MSTS | N/A | N/A | https://cdn.intelligencebank.com/us/share/B3R/KeX0/21y6/original/steam-logo-white.jpg | http://public2.intelligencebank.com/e2c56f829e1e5d82347c365bf31980f6/dd23a7d0a9a47194e1df4146e946f436/MSITEMPORD-PN.jpg | http://public2.intelligencebank.com/e2c56f829e1e5d82347c365bf31980f6/302f5cac6c305487bd12ca345e7a5c96/MSITEMPORD-PN_front.jpg | http://public2.intelligencebank.com/e2c56f829e1e5d82347c365bf31980f6/70b8b46502a6d4210162ba7c4d0041a3/MSITEMPORD-PN_side.jpg | https://vimeo.com/58153234 | https://vimeo.com/58153232 | https://vimeo.com/59511904 | https://vimeo.com/66350508 | http://prodrep.mrsteam.com/DocumentResources/d1f0ef4a-aa86-4f9f-b8e4-ceba8ace31f3.pdf | N/A | http://prodrep.mrsteam.com/DocumentResources/278f8bd4-e4dd-4dc6-bbf8-9b48e09be4aa.pdf | 1419306 | N/A | UNITED STATES | http://prodrep.mrsteam.com/DocumentResources/d6a61c17-60ee-4efc-b1ec-4fa4cb6c55b8.pdf | 72 HOURS | http://prodrep.mrsteam.com/DocumentResources/b2810ea7-b57e-409a-ad8a-f542851f66be.pdf | http://prodrep.mrsteam.com/DocumentResources/97338af5-9f1c-46f1-b329-3fd508749a21.pdf | http://prodrep.mrsteam.com/DocumentResources/fb82c221-da8d-4d90-ae1e-66670ba7542f.pdf | NO | Plastic; Metal | N/A | YES | N/A | YES | NO | YES | YES | YES | N/A | N/A | Wall-Mount | NO | 1; EA | NO | NO | NO | NO | PESTICIDE/AEROSOL: NO | CHEMICAL/SOLVENT: NO | Lead: No Mercury: No Silver: Yes, below Cadmium: No Chromium: No Barium: No Arsenic: No Selenium: No | PARCEL | 70 | N/A | N/A | N/A | N/A | N/A | N/A | N/A | YES | HARDWIRED | N/A | N/A | N/A | NO | N/A | N/A | N/A | N/A | N/A | N/A | N/A | N/A | N/A | N/A | N/A | N/A | N/A | N/A | N/A | N/A | N/A | N/A | N/A | N/A | N/A | N/A | N/A | NO | NO | NO | 2017-06-24 | Mr. Steam Price Book 2017 | 2
MSITEMPORD-RAW | CONTROL | iTempo | ACTIVE (ECOM) | iTempo Round Steam Shower Control in Custom Plating | 767931150234 | 00767931150234 | CUSTOM PLATING | iTempo Temperature Round Control Unfinished with matching AromaSteam SteamHead. For generator models MS90E to MSSUPER6E | 900 | 630 | 2019-04-01 | Yes | 1.2 | 5 | 5 | 1.25 | 5 x 5 x 1.25 | 5 | 10 | 8 | 4 | 10 x 8 x 4 | The iTempo Control is simple, elegant, and easy to use. Forged from solid brass and available in your choice of 10 designer finishes, iTempo meshes seamlessly with any bathroom décor. | Easily mount and install your control snug to the wall | Use your smartphone or mobile device to control your steam shower | Whatever your preference, program your temperature and get comfortable | Operates with optional wireless SteamLinx™ Control | [6 empty] | N/A | N/A | N/A | N/A | NO | N/A | All eSeries Generators | 103990-60; MSTS | N/A | N/A | https://cdn.intelligencebank.com/us/share/B3R/KeX0/21y6/original/steam-logo-white.jpg | http://public2.intelligencebank.com/e2c56f829e1e5d82347c365bf31980f6/7d154978b3a63bb6578a5a1d2dddf139/MSITEMPORD-RAW.jpg | N/A | N/A | https://vimeo.com/58153234 | https://vimeo.com/58153232 | https://vimeo.com/59511904 | https://vimeo.com/66350508 | http://prodrep.mrsteam.com/DocumentResources/d1f0ef4a-aa86-4f9f-b8e4-ceba8ace31f3.pdf | N/A | http://prodrep.mrsteam.com/DocumentResources/278f8bd4-e4dd-4dc6-bbf8-9b48e09be4aa.pdf | 1419306 | N/A | UNITED STATES | http://prodrep.mrsteam.com/DocumentResources/d6a61c17-60ee-4efc-b1ec-4fa4cb6c55b8.pdf | 72 HOURS | http://prodrep.mrsteam.com/DocumentResources/b2810ea7-b57e-409a-ad8a-f542851f66be.pdf | http://prodrep.mrsteam.com/DocumentResources/97338af5-9f1c-46f1-b329-3fd508749a21.pdf | http://prodrep.mrsteam.com/DocumentResources/fb82c221-da8d-4d90-ae1e-66670ba7542f.pdf | NO | Plastic; Metal | N/A | YES | N/A | YES | NO | YES | YES | YES | N/A | N/A | Wall-Mount | NO | 1; EA | NO | NO | NO | NO | PESTICIDE/AEROSOL: NO | CHEMICAL/SOLVENT: NO | Lead: No Mercury: No Silver: Yes, below Cadmium: No Chromium: No Barium: No Arsenic: No Selenium: No | PARCEL | 70 | N/A | N/A | N/A | N/A | N/A | N/A | N/A | YES | HARDWIRED | N/A | N/A | N/A | NO | N/A | N/A | N/A | N/A | N/A | N/A | N/A | N/A | N/A | N/A | N/A | N/A | N/A | N/A | N/A | N/A | N/A | N/A | N/A | N/A | N/A | N/A | N/A | NO | NO | NO | 2017-06-24 | Mr. Steam Price Book 2017 | 2
MSITEMPORD-SB | CONTROL | iTempo | ACTIVE (ECOM) | iTempo Round Steam Shower Control in Satin Brass | 767931910821 | 00767931910821 | SATIN BRASS | iTempo Temperature Round Control Satin Brass with matching AromaSteam SteamHead. For generator models MS90E to MSSUPER6E | 900 | 630 | 2019-04-01 | Yes | 1.2 | 5 | 5 | 1.25 | 5 x 5 x 1.25 | 5 | 10 | 8 | 4 | 10 x 8 x 4 | The iTempo Control is simple, elegant, and easy to use. Forged from solid brass and available in your choice of 10 designer finishes, iTempo meshes seamlessly with any bathroom décor. | Easily mount and install your control snug to the wall | Use your smartphone or mobile device to control your steam shower | Whatever your preference, program your temperature and get comfortable | Operates with optional wireless SteamLinx™ Control | [6 empty] | N/A | N/A | N/A | N/A | NO | N/A | All eSeries Generators | 103990-60; MSTS | N/A | N/A | https://cdn.intelligencebank.com/us/share/B3R/KeX0/21y6/original/steam-logo-white.jpg | http://public2.intelligencebank.com/e2c56f829e1e5d82347c365bf31980f6/7ec5507b21e5b17088e61e1cf4a5dd92/MSITEMPORD-SB.jpg | http://public2.intelligencebank.com/e2c56f829e1e5d82347c365bf31980f6/5bd4d76d6d59ece328835c1012d05227/MSITEMPORD-SB_front.jpg | http://public2.intelligencebank.com/e2c56f829e1e5d82347c365bf31980f6/e6949bf9fb176d7c96ff765d1671d2c9/MSITEMPORD-SB_side.jpg | https://vimeo.com/58153234 | https://vimeo.com/58153232 | https://vimeo.com/59511904 | https://vimeo.com/66350508 | http://prodrep.mrsteam.com/DocumentResources/d1f0ef4a-aa86-4f9f-b8e4-ceba8ace31f3.pdf | N/A | http://prodrep.mrsteam.com/DocumentResources/278f8bd4-e4dd-4dc6-bbf8-9b48e09be4aa.pdf | 1419306 | N/A | UNITED STATES | http://prodrep.mrsteam.com/DocumentResources/d6a61c17-60ee-4efc-b1ec-4fa4cb6c55b8.pdf | 72 HOURS | http://prodrep.mrsteam.com/DocumentResources/b2810ea7-b57e-409a-ad8a-f542851f66be.pdf | http://prodrep.mrsteam.com/DocumentResources/97338af5-9f1c-46f1-b329-3fd508749a21.pdf | http://prodrep.mrsteam.com/DocumentResources/fb82c221-da8d-4d90-ae1e-66670ba7542f.pdf | NO | Plastic; Metal | N/A | YES | N/A | YES | NO | YES | YES | YES | N/A | N/A | Wall-Mount | NO | 1; EA | NO | NO | NO | NO | PESTICIDE/AEROSOL: NO | CHEMICAL/SOLVENT: NO | Lead: No Mercury: No Silver: Yes, below Cadmium: No Chromium: No Barium: No Arsenic: No Selenium: No | PARCEL | 70 | N/A | N/A | N/A | N/A | N/A | N/A | N/A | YES | HARDWIRED | N/A | N/A | N/A | NO | N/A | N/A | N/A | N/A | N/A | N/A | N/A | N/A | N/A | N/A | N/A | N/A | N/A | N/A | N/A | N/A | N/A | N/A | N/A | N/A | N/A | N/A | N/A | NO | NO | NO | 2017-06-24 | Mr. Steam Price Book 2017 | 2
MSITEMPORD-WH | CONTROL | iTempo | ACTIVE (ECOM) | iTempo Round Steam Shower Control in White with Polished Chrome Bezel | 767931910180 | 00767931910180 | WHITE | iTempo Temperature Round Control White with matching AromaSteam SteamHead. For generator models MS90E to MSSUPER6E | 900 | 630 | 2019-04-01 | Yes | 1.2 | 5 | 5 | 1.25 | 5 x 5 x 1.25 | 5 | 10 | 8 | 4 | 10 x 8 x 4 | The iTempo Control is simple, elegant, and easy to use. Forged from solid brass and available in your choice of 10 designer finishes, iTempo meshes seamlessly with any bathroom décor. | Easily mount and install your control snug to the wall | Use your smartphone or mobile device to control your steam shower | Whatever your preference, program your temperature and get comfortable | Operates with optional wireless SteamLinx™ Control | [6 empty] | N/A | N/A | N/A | N/A | NO | N/A | All eSeries Generators | 103990-60; MSTS | N/A | N/A | https://cdn.intelligencebank.com/us/share/B3R/KeX0/21y6/original/steam-logo-white.jpg | http://public2.intelligencebank.com/e2c56f829e1e5d82347c365bf31980f6/088eda4c2f620387c4d1f56ea657fa06/MSITEMPORD-WH.jpg | http://public2.intelligencebank.com/e2c56f829e1e5d82347c365bf31980f6/c392f466bb5643e6e95389edc8481a04/MSITEMPORD-WH_front.jpg | http://public2.intelligencebank.com/e2c56f829e1e5d82347c365bf31980f6/10d74293bec8114a1490469171aa6709/MSITEMPORD-WH_side.jpg | https://vimeo.com/58153234 | https://vimeo.com/58153232 | https://vimeo.com/59511904 | https://vimeo.com/66350508 | http://prodrep.mrsteam.com/DocumentResources/d1f0ef4a-aa86-4f9f-b8e4-ceba8ace31f3.pdf | N/A | http://prodrep.mrsteam.com/DocumentResources/278f8bd4-e4dd-4dc6-bbf8-9b48e09be4aa.pdf | 1419306 | N/A | UNITED STATES | http://prodrep.mrsteam.com/DocumentResources/d6a61c17-60ee-4efc-b1ec-4fa4cb6c55b8.pdf | 72 HOURS | http://prodrep.mrsteam.com/DocumentResources/b2810ea7-b57e-409a-ad8a-f542851f66be.pdf | http://prodrep.mrsteam.com/DocumentResources/97338af5-9f1c-46f1-b329-3fd508749a21.pdf | http://prodrep.mrsteam.com/DocumentResources/fb82c221-da8d-4d90-ae1e-66670ba7542f.pdf | NO | Plastic; Metal | N/A | YES | N/A | YES | NO | YES | YES | YES | N/A | N/A | Wall-Mount | NO | 1; EA | NO | NO | NO | NO | PESTICIDE/AEROSOL: NO | CHEMICAL/SOLVENT: NO | Lead: No Mercury: No Silver: Yes, below Cadmium: No Chromium: No Barium: No Arsenic: No Selenium: No | PARCEL | 70 | N/A | N/A | N/A | N/A | N/A | N/A | N/A | YES | HARDWIRED | N/A | N/A | N/A | NO | N/A | N/A | N/A | N/A | N/A | N/A | N/A | N/A | N/A | N/A | N/A | N/A | N/A | N/A | N/A | N/A | N/A | N/A | N/A | N/A | N/A | N/A | N/A | NO | NO | NO | 2017-06-24 | Mr. Steam Price Book 2017 | 2
MSITEMPOSQ-BB | CONTROL | iTempo | ACTIVE (ECOM) | iTempo Square Steam Shower Control in Brushed Bronze | 767931150678 | 00767931150678 | BRUSHED BRONZE | iTempo Temperature Square Control Brushed Bronze with matching AromaSteam SteamHead. For generator models MS90E to MSSUPER6E | 900 | 630 | 2019-04-01 | Yes | 1.4 | 5 | 4.5 | 1.25 | 5 x 4.5 x 1.25 | 5 | 10 | 8 | 4 | 10 x 8 x 4 | The iTempo Control is simple, elegant, and easy to use. Forged from solid brass and available in your choice of 10 designer finishes, iTempo meshes seamlessly with any bathroom décor. | Easily mount and install your control snug to the wall | Use your smartphone or mobile device to control your steam shower | Whatever your preference, program your temperature and get comfortable | Operates with optional wireless SteamLinx™ Control | [6 empty] | N/A | N/A | N/A | N/A | NO | N/A | All eSeries Generators | 103990-60; MSTS | N/A | N/A | https://cdn.intelligencebank.com/us/share/B3R/KeX0/21y6/original/steam-logo-white.jpg | http://public2.intelligencebank.com/e2c56f829e1e5d82347c365bf31980f6/5ebf3f3d44a45f15cfb53bd4fffc091d/MSITEMPOSQ-BB.jpg | http://public2.intelligencebank.com/e2c56f829e1e5d82347c365bf31980f6/2b5781a6a11f9579354f17bede7730bd/MSITEMPOSQ-BB_front.jpg | http://public2.intelligencebank.com/e2c56f829e1e5d82347c365bf31980f6/33c707e4b00e4dc4826319ec48ab02fc/MSITEMPOSQ-BB_side.jpg | https://vimeo.com/58153234 | https://vimeo.com/58153232 | https://vimeo.com/59511904 | https://vimeo.com/66350508 | http://prodrep.mrsteam.com/DocumentResources/d1f0ef4a-aa86-4f9f-b8e4-ceba8ace31f3.pdf | N/A | http://prodrep.mrsteam.com/DocumentResources/278f8bd4-e4dd-4dc6-bbf8-9b48e09be4aa.pdf | 1419306 | N/A | UNITED STATES | http://prodrep.mrsteam.com/DocumentResources/d6a61c17-60ee-4efc-b1ec-4fa4cb6c55b8.pdf | 72 HOURS | http://prodrep.mrsteam.com/DocumentResources/b2810ea7-b57e-409a-ad8a-f542851f66be.pdf | http://prodrep.mrsteam.com/DocumentResources/97338af5-9f1c-46f1-b329-3fd508749a21.pdf | http://prodrep.mrsteam.com/DocumentResources/fb82c221-da8d-4d90-ae1e-66670ba7542f.pdf | NO | Plastic; Metal | N/A | YES | N/A | YES | NO | YES | YES | YES | N/A | N/A | Wall-Mount | NO | 1; EA | NO | NO | NO | NO | PESTICIDE/AEROSOL: NO | CHEMICAL/SOLVENT: NO | Lead: No Mercury: No Silver: Yes, below Cadmium: No Chromium: No Barium: No Arsenic: No Selenium: No | PARCEL | 70 | N/A | N/A | N/A | N/A | N/A | N/A | N/A | YES | HARDWIRED | N/A | N/A | N/A | NO | N/A | N/A | N/A | N/A | N/A | N/A | N/A | N/A | N/A | N/A | N/A | N/A | N/A | N/A | N/A | N/A | N/A | N/A | N/A | N/A | N/A | N/A | N/A | NO | NO | NO | 2017-06-24 | Mr. Steam Price Book 2017 | 2
MSITEMPOSQ-BK | CONTROL | iTempo | ACTIVE (ECOM) | iTempo Square Steam Shower Control in Black with Polished Chrome Bezel | 767931910197 | 00767931910197 | BLACK | iTempo Temperature Square Control Black with matching AromaSteam SteamHead. For generator models MS90E to MSSUPER6E | 900 | 630 | 2019-04-01 | Yes | 1.4 | 5 | 4.5 | 1.25 | 5 x 4.5 x 1.25 | 5 | 10 | 8 | 4 | 10 x 8 x 4 | The iTempo Control is simple, elegant, and easy to use. Forged from solid brass and available in your choice of 10 designer finishes, iTempo meshes seamlessly with any bathroom décor. | Easily mount and install your control snug to the wall | Use your smartphone or mobile device to control your steam shower | Whatever your preference, program your temperature and get comfortable | Operates with optional wireless SteamLinx™ Control | [6 empty] | N/A | N/A | N/A | N/A | NO | N/A | All eSeries Generators | 103990-60; MSTS | N/A | N/A | https://cdn.intelligencebank.com/us/share/B3R/KeX0/21y6/original/steam-logo-white.jpg | http://public2.intelligencebank.com/e2c56f829e1e5d82347c365bf31980f6/bcc9ecc41e11de864fc966836d5f27ca/MSITEMPOSQ-BK.jpg | http://public2.intelligencebank.com/e2c56f829e1e5d82347c365bf31980f6/52aa62cc444143aa647552274dbd0336/MSITEMPOSQ-BK_front.jpg | http://public2.intelligencebank.com/e2c56f829e1e5d82347c365bf31980f6/95d8ecce908dc294894c2aeeb03193fd/MSITEMPOSQ-BK_side.jpg | https://vimeo.com/58153234 | https://vimeo.com/58153232 | https://vimeo.com/59511904 | https://vimeo.com/66350508 | http://prodrep.mrsteam.com/DocumentResources/d1f0ef4a-aa86-4f9f-b8e4-ceba8ace31f3.pdf | N/A | http://prodrep.mrsteam.com/DocumentResources/278f8bd4-e4dd-4dc6-bbf8-9b48e09be4aa.pdf | 1419306 | N/A | UNITED STATES | http://prodrep.mrsteam.com/DocumentResources/d6a61c17-60ee-4efc-b1ec-4fa4cb6c55b8.pdf | 72 HOURS | http://prodrep.mrsteam.com/DocumentResources/b2810ea7-b57e-409a-ad8a-f542851f66be.pdf | http://prodrep.mrsteam.com/DocumentResources/97338af5-9f1c-46f1-b329-3fd508749a21.pdf | http://prodrep.mrsteam.com/DocumentResources/fb82c221-da8d-4d90-ae1e-66670ba7542f.pdf | NO | Plastic; Metal | N/A | YES | N/A | YES | NO | YES | YES | YES | N/A | N/A | Wall-Mount | NO | 1; EA | NO | NO | NO | NO | PESTICIDE/AEROSOL: NO | CHEMICAL/SOLVENT: NO | Lead: No Mercury: No Silver: Yes, below Cadmium: No Chromium: No Barium: No Arsenic: No Selenium: No | PARCEL | 70 | N/A | N/A | N/A | N/A | N/A | N/A | N/A | YES | HARDWIRED | N/A | N/A | N/A | NO | N/A | N/A | N/A | N/A | N/A | N/A | N/A | N/A | N/A | N/A | N/A | N/A | N/A | N/A | N/A | N/A | N/A | N/A | N/A | N/A | N/A | N/A | N/A | NO | NO | NO | 2017-06-24 | Mr. Steam Price Book 2017 | 2
MSITEMPOSQ-BN | CONTROL | iTempo | ACTIVE (ECOM) | iTempo Square Steam Shower Control in Brushed Nickel | 767931150654 | 00767931150654 | BRUSHED NICKEL | iTempo Temperature Square Control Brushed Nickel with matching AromaSteam SteamHead. For generator models MS90E to MSSUPER6E | 900 | 630 | 2019-04-01 | Yes | 1.4 | 5 | 4.5 | 1.25 | 5 x 4.5 x 1.25 | 5 | 10 | 8 | 4 | 10 x 8 x 4 | The iTempo Control is simple, elegant, and easy to use. Forged from solid brass and available in your choice of 10 designer finishes, iTempo meshes seamlessly with any bathroom décor. | Easily mount and install your control snug to the wall | Use your smartphone or mobile device to control your steam shower | Whatever your preference, program your temperature and get comfortable | Operates with optional wireless SteamLinx™ Control | [6 empty] | N/A | N/A | N/A | N/A | NO | N/A | All eSeries Generators | 103990-60; MSTS | N/A | N/A | https://cdn.intelligencebank.com/us/share/B3R/KeX0/21y6/original/steam-logo-white.jpg | http://public2.intelligencebank.com/e2c56f829e1e5d82347c365bf31980f6/30ded6c75d1f1e7b73efe88bd2ef23cf/MSITEMPOSQ-BN.jpg | http://public2.intelligencebank.com/e2c56f829e1e5d82347c365bf31980f6/33bdd8634ac857b53d7cc5e1107c4ac8/MSITEMPOSQ-BN_front.jpg | http://public2.intelligencebank.com/e2c56f829e1e5d82347c365bf31980f6/e1fd67619bf74d6540835845c78553ce/MSITEMPOSQ-BN_side.jpg | https://vimeo.com/58153234 | https://vimeo.com/58153232 | https://vimeo.com/59511904 | https://vimeo.com/66350508 | http://prodrep.mrsteam.com/DocumentResources/d1f0ef4a-aa86-4f9f-b8e4-ceba8ace31f3.pdf | N/A | http://prodrep.mrsteam.com/DocumentResources/278f8bd4-e4dd-4dc6-bbf8-9b48e09be4aa.pdf | 1419306 | N/A | UNITED STATES | http://prodrep.mrsteam.com/DocumentResources/d6a61c17-60ee-4efc-b1ec-4fa4cb6c55b8.pdf | 72 HOURS | http://prodrep.mrsteam.com/DocumentResources/b2810ea7-b57e-409a-ad8a-f542851f66be.pdf | http://prodrep.mrsteam.com/DocumentResources/97338af5-9f1c-46f1-b329-3fd508749a21.pdf | http://prodrep.mrsteam.com/DocumentResources/fb82c221-da8d-4d90-ae1e-66670ba7542f.pdf | NO | Plastic; Metal | N/A | YES | N/A | YES | NO | YES | YES | YES | N/A | N/A | Wall-Mount | NO | 1; EA | NO | NO | NO | NO | PESTICIDE/AEROSOL: NO | CHEMICAL/SOLVENT: NO | Lead: No Mercury: No Silver: Yes, below Cadmium: No Chromium: No Barium: No Arsenic: No Selenium: No | PARCEL | 70 | N/A | N/A | N/A | N/A | N/A | N/A | N/A | YES | HARDWIRED | N/A | N/A | N/A | NO | N/A | N/A | N/A | N/A | N/A | N/A | N/A | N/A | N/A | N/A | N/A | N/A | N/A | N/A | N/A | N/A | N/A | N/A | N/A | N/A | N/A | N/A | N/A | NO | NO | NO | 2017-06-24 | Mr. Steam Price Book 2017 | 2
MSITEMPOSQ-MB | CONTROL | iTempo | ACTIVE (ECOM) | iTempo Square Steam Shower Control in Matte Black with Polished Chrome Bezel | 767931909948 | 00767931909948 | MATTE BLACK | iTempo Temperature Square Control Black with matching AromaSteam SteamHead. For generator models MS90E to MSSUPER6E | 900 | 630 | 2019-04-01 | Yes | 1.4 | 5 | 4.5 | 1.25 | 5 x 4.5 x 1.25 | 5 | 10 | 8 | 4 | 10 x 8 x 4 | The iTempo Control is simple, elegant, and easy to use. Forged from solid brass and available in your choice of 10 designer finishes, iTempo meshes seamlessly with any bathroom décor. | Easily mount and install your control snug to the wall | Use your smartphone or mobile device to control your steam shower | Whatever your preference, program your temperature and get comfortable | Operates with optional wireless SteamLinx™ Control | [6 empty] | N/A | N/A | N/A | N/A | NO | N/A | All eSeries Generators | 103990-60; MSTS | N/A | N/A | https://cdn.intelligencebank.com/us/share/B3R/KeX0/21y6/original/steam-logo-white.jpg | https://cdn.intelligencebank.com/us/share/B3R/DNJy/GDvg/original/MSITEMPOSQ-MB-Steamhead.jpg | https://cdn.intelligencebank.com/us/share/B3R/DNJy/E2RE/original/MSITEMPOSQ-MB.jpg | https://cdn.intelligencebank.com/us/share/B3R/DNJy/1vXl/original/MSITEMPOSQ-MB-Angled.jpg | https://vimeo.com/58153234 | https://vimeo.com/58153232 | https://vimeo.com/59511904 | https://vimeo.com/66350508 | http://prodrep.mrsteam.com/DocumentResources/d1f0ef4a-aa86-4f9f-b8e4-ceba8ace31f3.pdf | N/A | http://prodrep.mrsteam.com/DocumentResources/278f8bd4-e4dd-4dc6-bbf8-9b48e09be4aa.pdf | 1419306 | N/A | UNITED STATES | http://prodrep.mrsteam.com/DocumentResources/d6a61c17-60ee-4efc-b1ec-4fa4cb6c55b8.pdf | 72 HOURS | http://prodrep.mrsteam.com/DocumentResources/b2810ea7-b57e-409a-ad8a-f542851f66be.pdf | http://prodrep.mrsteam.com/DocumentResources/97338af5-9f1c-46f1-b329-3fd508749a21.pdf | http://prodrep.mrsteam.com/DocumentResources/fb82c221-da8d-4d90-ae1e-66670ba7542f.pdf | NO | Plastic; Metal | N/A | YES | N/A | YES | NO | YES | YES | YES | N/A | N/A | Wall-Mount | NO | 1; EA | NO | NO | NO | NO | PESTICIDE/AEROSOL: NO | CHEMICAL/SOLVENT: NO | Lead: No Mercury: No Silver: No Cadmium: No Chromium: No Barium: No Arsenic: No Selenium: No | PARCEL | 70 | N/A | N/A | N/A | N/A | N/A | N/A | N/A | YES | HARDWIRED | N/A | N/A | N/A | NO | N/A | N/A | N/A | N/A | N/A | N/A | N/A | N/A | N/A | N/A | N/A | N/A | N/A | N/A | N/A | N/A | N/A | N/A | N/A | N/A | N/A | N/A | N/A | NO | NO | NO | 2017-06-24 | Mr. Steam Price Book 2017 | 2
MSITEMPOSQ-ORB | CONTROL | iTempo | ACTIVE (ECOM) | iTempo Square Steam Shower Control in Oil Rubbed Bronze | 767931150661 | 00767931150661 | OIL RUBBED BRONZE | iTempo Temperature Square Control Oil Rubbed Bronze with matching AromaSteam SteamHead. For generator models MS90E to MSSUPER6E | 900 | 630 | 2019-04-01 | Yes | 1.4 | 5 | 4.5 | 1.25 | 5 x 4.5 x 1.25 | 5 | 10 | 8 | 4 | 10 x 8 x 4 | The iTempo Control is simple, elegant, and easy to use. Forged from solid brass and available in your choice of 10 designer finishes, iTempo meshes seamlessly with any bathroom décor. | Easily mount and install your control snug to the wall | Use your smartphone or mobile device to control your steam shower | Whatever your preference, program your temperature and get comfortable | Operates with optional wireless SteamLinx™ Control | [6 empty] | N/A | N/A | N/A | N/A | NO | N/A | All eSeries Generators | 103990-60; MSTS | N/A | N/A | https://cdn.intelligencebank.com/us/share/B3R/KeX0/21y6/original/steam-logo-white.jpg | http://public2.intelligencebank.com/e2c56f829e1e5d82347c365bf31980f6/7a3094b0ad86a2573af64ddc1d6e25ba/MSITEMPOSQ-ORB.jpg | http://public2.intelligencebank.com/e2c56f829e1e5d82347c365bf31980f6/3632d90a1c20ec36103377ce9e907e7c/MSITEMPOSQ-ORB_front.jpg | http://public2.intelligencebank.com/e2c56f829e1e5d82347c365bf31980f6/2ad76d4dfb808b22dc0fa91e1bb7133d/MSITEMPOSQ-ORB_side.jpg | https://vimeo.com/58153234 | https://vimeo.com/58153232 | https://vimeo.com/59511904 | https://vimeo.com/66350508 | http://prodrep.mrsteam.com/DocumentResources/d1f0ef4a-aa86-4f9f-b8e4-ceba8ace31f3.pdf | N/A | http://prodrep.mrsteam.com/DocumentResources/278f8bd4-e4dd-4dc6-bbf8-9b48e09be4aa.pdf | 1419306 | N/A | UNITED STATES | http://prodrep.mrsteam.com/DocumentResources/d6a61c17-60ee-4efc-b1ec-4fa4cb6c55b8.pdf | 72 HOURS | http://prodrep.mrsteam.com/DocumentResources/b2810ea7-b57e-409a-ad8a-f542851f66be.pdf | http://prodrep.mrsteam.com/DocumentResources/97338af5-9f1c-46f1-b329-3fd508749a21.pdf | http://prodrep.mrsteam.com/DocumentResources/fb82c221-da8d-4d90-ae1e-66670ba7542f.pdf | NO | Plastic; Metal | N/A | YES | N/A | YES | NO | YES | YES | YES | N/A | N/A | Wall-Mount | NO | 1; EA | NO | NO | NO | NO | PESTICIDE/AEROSOL: NO | CHEMICAL/SOLVENT: NO | Lead: No Mercury: No Silver: Yes, below Cadmium: No Chromium: No Barium: No Arsenic: No Selenium: No | PARCEL | 70 | N/A | N/A | N/A | N/A | N/A | N/A | N/A | YES | HARDWIRED | N/A | N/A | N/A | NO | N/A | N/A | N/A | N/A | N/A | N/A | N/A | N/A | N/A | N/A | N/A | N/A | N/A | N/A | N/A | N/A | N/A | N/A | N/A | N/A | N/A | N/A | N/A | NO | NO | NO | 2017-06-24 | Mr. Steam Price Book 2017 | 2
MSITEMPOSQ-PB | CONTROL | iTempo | ACTIVE (ECOM) | iTempo Square Steam Shower Control in Polished Brass | 767931150630 | 00767931150630 | POLISHED BRASS | iTempo Temperature Square Control Polished Brass with matching AromaSteam SteamHead. For generator models MS90E to MSSUPER6E | 900 | 630 | 2019-04-01 | Yes | 1.4 | 5 | 4.5 | 1.25 | 5 x 4.5 x 1.25 | 5 | 10 | 8 | 4 | 10 x 8 x 4 | The iTempo Control is simple, elegant, and easy to use. Forged from solid brass and available in your choice of 10 designer finishes, iTempo meshes seamlessly with any bathroom décor. | Easily mount and install your control snug to the wall | Use your smartphone or mobile device to control your steam shower | Whatever your preference, program your temperature and get comfortable | Operates with optional wireless SteamLinx™ Control | [6 empty] | N/A | N/A | N/A | N/A | NO | N/A | All eSeries Generators | 103990-60; MSTS | N/A | N/A | https://cdn.intelligencebank.com/us/share/B3R/KeX0/21y6/original/steam-logo-white.jpg | http://public2.intelligencebank.com/e2c56f829e1e5d82347c365bf31980f6/5a3075a4362b35fb849f59f8df7d8c79/MSITEMPOSQ-PB.jpg | http://public2.intelligencebank.com/e2c56f829e1e5d82347c365bf31980f6/6b73b296705fced0c4f6797d632428bf/MSITEMPOSQ-PB_front.jpg | http://public2.intelligencebank.com/e2c56f829e1e5d82347c365bf31980f6/369c19c9a5da101fe500c5d91fe768eb/MSITEMPOSQ-PB_side.jpg | https://vimeo.com/58153234 | https://vimeo.com/58153232 | https://vimeo.com/59511904 | https://vimeo.com/66350508 | http://prodrep.mrsteam.com/DocumentResources/d1f0ef4a-aa86-4f9f-b8e4-ceba8ace31f3.pdf | N/A | http://prodrep.mrsteam.com/DocumentResources/278f8bd4-e4dd-4dc6-bbf8-9b48e09be4aa.pdf | 1419306 | N/A | UNITED STATES | http://prodrep.mrsteam.com/DocumentResources/d6a61c17-60ee-4efc-b1ec-4fa4cb6c55b8.pdf | 72 HOURS | http://prodrep.mrsteam.com/DocumentResources/b2810ea7-b57e-409a-ad8a-f542851f66be.pdf | http://prodrep.mrsteam.com/DocumentResources/97338af5-9f1c-46f1-b329-3fd508749a21.pdf | http://prodrep.mrsteam.com/DocumentResources/fb82c221-da8d-4d90-ae1e-66670ba7542f.pdf | NO | Plastic; Metal | N/A | YES | N/A | YES | NO | YES | YES | YES | N/A | N/A | Wall-Mount | NO | 1; EA | NO | NO | NO | NO | PESTICIDE/AEROSOL: NO | CHEMICAL/SOLVENT: NO | Lead: No Mercury: No Silver: Yes, below Cadmium: No Chromium: No Barium: No Arsenic: No Selenium: No | PARCEL | 70 | N/A | N/A | N/A | N/A | N/A | N/A | N/A | YES | HARDWIRED | N/A | N/A | N/A | NO | N/A | N/A | N/A | N/A | N/A | N/A | N/A | N/A | N/A | N/A | N/A | N/A | N/A | N/A | N/A | N/A | N/A | N/A | N/A | N/A | N/A | N/A | N/A | NO | NO | NO | 2017-06-24 | Mr. Steam Price Book 2017 | 2
MSITEMPOSQ-PC | CONTROL | iTempo | ACTIVE (ECOM) | iTempo Square Steam Shower Control in Polished Chrome | 767931150623 | 00767931150623 | POLISHED CHROME | iTempo Temperature Square Control Polished Chrome with matching AromaSteam SteamHead. For generator models MS90E to MSSUPER6E | 800 | 560 | 2019-04-01 | Yes | 1.4 | 5 | 4.5 | 1.25 | 5 x 4.5 x 1.25 | 5 | 10 | 8 | 4 | 10 x 8 x 4 | The iTempo Control is simple, elegant, and easy to use. Forged from solid brass and available in your choice of 10 designer finishes, iTempo meshes seamlessly with any bathroom décor. | Easily mount and install your control snug to the wall | Use your smartphone or mobile device to control your steam shower | Whatever your preference, program your temperature and get comfortable | Operates with optional wireless SteamLinx™ Control | [6 empty] | N/A | N/A | N/A | N/A | NO | N/A | All eSeries Generators | 103990-60; MSTS | N/A | N/A | https://cdn.intelligencebank.com/us/share/B3R/KeX0/21y6/original/steam-logo-white.jpg | http://public2.intelligencebank.com/e2c56f829e1e5d82347c365bf31980f6/deed60df68ff213c8874d83a3dba7121/MSITEMPOSQ-PC.jpg | http://public2.intelligencebank.com/e2c56f829e1e5d82347c365bf31980f6/0087d38fa3ae16d5563cbbbf70829e17/MSITEMPOSQ-PC_front.jpg | http://public2.intelligencebank.com/e2c56f829e1e5d82347c365bf31980f6/6d2ff78ccea3876a6b05f61baf55683f/MSITEMPOSQ-PC_side.jpg | https://vimeo.com/58153234 | https://vimeo.com/58153232 | https://vimeo.com/59511904 | https://vimeo.com/66350508 | http://prodrep.mrsteam.com/DocumentResources/d1f0ef4a-aa86-4f9f-b8e4-ceba8ace31f3.pdf | N/A | http://prodrep.mrsteam.com/DocumentResources/278f8bd4-e4dd-4dc6-bbf8-9b48e09be4aa.pdf | 1419306 | N/A | UNITED STATES | http://prodrep.mrsteam.com/DocumentResources/d6a61c17-60ee-4efc-b1ec-4fa4cb6c55b8.pdf | 72 HOURS | http://prodrep.mrsteam.com/DocumentResources/b2810ea7-b57e-409a-ad8a-f542851f66be.pdf | http://prodrep.mrsteam.com/DocumentResources/97338af5-9f1c-46f1-b329-3fd508749a21.pdf | http://prodrep.mrsteam.com/DocumentResources/fb82c221-da8d-4d90-ae1e-66670ba7542f.pdf | NO | Plastic; Metal | N/A | YES | N/A | YES | NO | YES | YES | YES | N/A | N/A | Wall-Mount | NO | 1; EA | NO | NO | NO | NO | PESTICIDE/AEROSOL: NO | CHEMICAL/SOLVENT: NO | Lead: No Mercury: No Silver: Yes, below Cadmium: No Chromium: No Barium: No Arsenic: No Selenium: No | PARCEL | 70 | N/A | N/A | N/A | N/A | N/A | N/A | N/A | YES | HARDWIRED | N/A | N/A | N/A | NO | N/A | N/A | N/A | N/A | N/A | N/A | N/A | N/A | N/A | N/A | N/A | N/A | N/A | N/A | N/A | N/A | N/A | N/A | N/A | N/A | N/A | N/A | N/A | NO | NO | NO | 2017-06-24 | Mr. Steam Price Book 2017 | 2
MSITEMPOSQ-PN | CONTROL | iTempo | ACTIVE (ECOM) | iTempo Square Steam Shower Control in Polished Nickel | 767931150647 | 00767931150647 | POLISHED NICKEL | iTempo Temperature Square Control Polished Nickel with matching AromaSteam SteamHead. For generator models MS90E to MSSUPER6E | 900 | 630 | 2019-04-01 | Yes | 1.4 | 5 | 4.5 | 1.25 | 5 x 4.5 x 1.25 | 5 | 10 | 8 | 4 | 10 x 8 x 4 | The iTempo Control is simple, elegant, and easy to use. Forged from solid brass and available in your choice of 10 designer finishes, iTempo meshes seamlessly with any bathroom décor. | Easily mount and install your control snug to the wall | Use your smartphone or mobile device to control your steam shower | Whatever your preference, program your temperature and get comfortable | Operates with optional wireless SteamLinx™ Control | [6 empty] | N/A | N/A | N/A | N/A | NO | N/A | All eSeries Generators | 103990-60; MSTS | N/A | N/A | https://cdn.intelligencebank.com/us/share/B3R/KeX0/21y6/original/steam-logo-white.jpg | http://public2.intelligencebank.com/e2c56f829e1e5d82347c365bf31980f6/c5e4ced61edf8d3dc88128658edba691/MSITEMPOSQ-PN.jpg | http://public2.intelligencebank.com/e2c56f829e1e5d82347c365bf31980f6/814a376d2b33a43e9f1309ffc16bcbbe/MSITEMPOSQ-PN_front.jpg | http://public2.intelligencebank.com/e2c56f829e1e5d82347c365bf31980f6/a25bb32c6d58069b4973071952afeeba/MSITEMPOSQ-PN_side.jpg | https://vimeo.com/58153234 | https://vimeo.com/58153232 | https://vimeo.com/59511904 | https://vimeo.com/66350508 | http://prodrep.mrsteam.com/DocumentResources/d1f0ef4a-aa86-4f9f-b8e4-ceba8ace31f3.pdf | N/A | http://prodrep.mrsteam.com/DocumentResources/278f8bd4-e4dd-4dc6-bbf8-9b48e09be4aa.pdf | 1419306 | N/A | UNITED STATES | http://prodrep.mrsteam.com/DocumentResources/d6a61c17-60ee-4efc-b1ec-4fa4cb6c55b8.pdf | 72 HOURS | http://prodrep.mrsteam.com/DocumentResources/b2810ea7-b57e-409a-ad8a-f542851f66be.pdf | http://prodrep.mrsteam.com/DocumentResources/97338af5-9f1c-46f1-b329-3fd508749a21.pdf | http://prodrep.mrsteam.com/DocumentResources/fb82c221-da8d-4d90-ae1e-66670ba7542f.pdf | NO | Plastic; Metal | N/A | YES | N/A | YES | NO | YES | YES | YES | N/A | N/A | Wall-Mount | NO | 1; EA | NO | NO | NO | NO | PESTICIDE/AEROSOL: NO | CHEMICAL/SOLVENT: NO | Lead: No Mercury: No Silver: Yes, below Cadmium: No Chromium: No Barium: No Arsenic: No Selenium: No | PARCEL | 70 | N/A | N/A | N/A | N/A | N/A | N/A | N/A | YES | HARDWIRED | N/A | N/A | N/A | NO | N/A | N/A | N/A | N/A | N/A | N/A | N/A | N/A | N/A | N/A | N/A | N/A | N/A | N/A | N/A | N/A | N/A | N/A | N/A | N/A | N/A | N/A | N/A | NO | NO | NO | 2017-06-24 | Mr. Steam Price Book 2017 | 2
MSITEMPOSQ-RAW | CONTROL | iTempo | ACTIVE (ECOM) | iTempo Square Steam Shower Control in Custom Plating | 767931150241 | 00767931150241 | CUSTOM PLATING | iTempo Temperature Square Control Unfinished with matching AromaSteam SteamHead. For generator models MS90E to MSSUPER6E | 900 | 630 | 2019-04-01 | Yes | 1.4 | 5 | 4.5 | 1.25 | 5 x 4.5 x 1.25 | 5 | 10 | 8 | 4 | 10 x 8 x 4 | The iTempo Control is simple, elegant, and easy to use. Forged from solid brass and available in your choice of 10 designer finishes, iTempo meshes seamlessly with any bathroom décor. | Easily mount and install your control snug to the wall | Use your smartphone or mobile device to control your steam shower | Whatever your preference, program your temperature and get comfortable | Operates with optional wireless SteamLinx™ Control | [6 empty] | N/A | N/A | N/A | N/A | NO | N/A | All eSeries Generators | 103990-60; MSTS | N/A | N/A | https://cdn.intelligencebank.com/us/share/B3R/KeX0/21y6/original/steam-logo-white.jpg | http://public2.intelligencebank.com/e2c56f829e1e5d82347c365bf31980f6/8798cbee899ae15df9506511e399a41a/MSITEMPOSQ-RAW.jpg | N/A | N/A | https://vimeo.com/58153234 | https://vimeo.com/58153232 | https://vimeo.com/59511904 | https://vimeo.com/66350508 | http://prodrep.mrsteam.com/DocumentResources/d1f0ef4a-aa86-4f9f-b8e4-ceba8ace31f3.pdf | N/A | http://prodrep.mrsteam.com/DocumentResources/278f8bd4-e4dd-4dc6-bbf8-9b48e09be4aa.pdf | 1419306 | N/A | UNITED STATES | http://prodrep.mrsteam.com/DocumentResources/d6a61c17-60ee-4efc-b1ec-4fa4cb6c55b8.pdf | 72 HOURS | http://prodrep.mrsteam.com/DocumentResources/b2810ea7-b57e-409a-ad8a-f542851f66be.pdf | http://prodrep.mrsteam.com/DocumentResources/97338af5-9f1c-46f1-b329-3fd508749a21.pdf | http://prodrep.mrsteam.com/DocumentResources/fb82c221-da8d-4d90-ae1e-66670ba7542f.pdf | NO | Plastic; Metal | N/A | YES | N/A | YES | NO | YES | YES | YES | N/A | N/A | Wall-Mount | NO | 1; EA | NO | NO | NO | NO | PESTICIDE/AEROSOL: NO | CHEMICAL/SOLVENT: NO | Lead: No Mercury: No Silver: Yes, below Cadmium: No Chromium: No Barium: No Arsenic: No Selenium: No | PARCEL | 70 | N/A | N/A | N/A | N/A | N/A | N/A | N/A | YES | HARDWIRED | N/A | N/A | N/A | NO | N/A | N/A | N/A | N/A | N/A | N/A | N/A | N/A | N/A | N/A | N/A | N/A | N/A | N/A | N/A | N/A | N/A | N/A | N/A | N/A | N/A | N/A | N/A | NO | NO | NO | 2017-06-24 | Mr. Steam Price Book 2017 | 2
MSITEMPOSQ-SB | CONTROL | iTempo | ACTIVE (ECOM) | iTempo Square Steam Shower Control in Satin Brass | 767931910838 | 00767931910838 | SATIN BRASS | iTempo Temperature Square Control Satin Brass with matching AromaSteam SteamHead. For generator models MS90E to MSSUPER6E | 900 | 630 | 2019-04-01 | Yes | 1.4 | 5 | 4.5 | 1.25 | 5 x 4.5 x 1.25 | 5 | 10 | 8 | 4 | 10 x 8 x 4 | The iTempo Control is simple, elegant, and easy to use. Forged from solid brass and available in your choice of 10 designer finishes, iTempo meshes seamlessly with any bathroom décor. | Easily mount and install your control snug to the wall | Use your smartphone or mobile device to control your steam shower | Whatever your preference, program your temperature and get comfortable | Operates with optional wireless SteamLinx™ Control | [6 empty] | N/A | N/A | N/A | N/A | NO | N/A | All eSeries Generators | 103990-60; MSTS | N/A | N/A | https://cdn.intelligencebank.com/us/share/B3R/KeX0/21y6/original/steam-logo-white.jpg | http://public2.intelligencebank.com/e2c56f829e1e5d82347c365bf31980f6/59f49dfdcdde4da9098743720da0d87e/MSITEMPOSQ-SB.jpg | http://public2.intelligencebank.com/e2c56f829e1e5d82347c365bf31980f6/1e609976b3d8992b2102b7ca92b9898a/MSITEMPOSQ-SB_front.jpg | http://public2.intelligencebank.com/e2c56f829e1e5d82347c365bf31980f6/c38d2b7fd3569f66e40123242cebe9b8/MSITEMPOSQ-SB_side.jpg | https://vimeo.com/58153234 | https://vimeo.com/58153232 | https://vimeo.com/59511904 | https://vimeo.com/66350508 | http://prodrep.mrsteam.com/DocumentResources/d1f0ef4a-aa86-4f9f-b8e4-ceba8ace31f3.pdf | N/A | http://prodrep.mrsteam.com/DocumentResources/278f8bd4-e4dd-4dc6-bbf8-9b48e09be4aa.pdf | 1419306 | N/A | UNITED STATES | http://prodrep.mrsteam.com/DocumentResources/d6a61c17-60ee-4efc-b1ec-4fa4cb6c55b8.pdf | 72 HOURS | http://prodrep.mrsteam.com/DocumentResources/b2810ea7-b57e-409a-ad8a-f542851f66be.pdf | http://prodrep.mrsteam.com/DocumentResources/97338af5-9f1c-46f1-b329-3fd508749a21.pdf | http://prodrep.mrsteam.com/DocumentResources/fb82c221-da8d-4d90-ae1e-66670ba7542f.pdf | NO | Plastic; Metal | N/A | YES | N/A | YES | NO | YES | YES | YES | N/A | N/A | Wall-Mount | NO | 1; EA | NO | NO | NO | NO | PESTICIDE/AEROSOL: NO | CHEMICAL/SOLVENT: NO | Lead: No Mercury: No Silver: Yes, below Cadmium: No Chromium: No Barium: No Arsenic: No Selenium: No | PARCEL | 70 | N/A | N/A | N/A | N/A | N/A | N/A | N/A | YES | HARDWIRED | N/A | N/A | N/A | NO | N/A | N/A | N/A | N/A | N/A | N/A | N/A | N/A | N/A | N/A | N/A | N/A | N/A | N/A | N/A | N/A | N/A | N/A | N/A | N/A | N/A | N/A | N/A | NO | NO | NO | 2017-06-24 | Mr. Steam Price Book 2017 | 2
MSITEMPOSQ-WH | CONTROL | iTempo | ACTIVE (ECOM) | iTempo Square Steam Shower Control in White with Polished Chrome Bezel | 767931910203 | 00767931910203 | WHITE | iTempo Temperature Square Control White with matching AromaSteam SteamHead. For generator models MS90E to MSSUPER6E | 900 | 630 | 2019-04-01 | Yes | 1.4 | 5 | 4.5 | 1.25 | 5 x 4.5 x 1.25 | 5 | 10 | 8 | 4 | 10 x 8 x 4 | The iTempo Control is simple, elegant, and easy to use. Forged from solid brass and available in your choice of 10 designer finishes, iTempo meshes seamlessly with any bathroom décor. | Easily mount and install your control snug to the wall | Use your smartphone or mobile device to control your steam shower | Whatever your preference, program your temperature and get comfortable | Operates with optional wireless SteamLinx™ Control | [6 empty] | N/A | N/A | N/A | N/A | NO | N/A | All eSeries Generators | 103990-60; MSTS | N/A | N/A | https://cdn.intelligencebank.com/us/share/B3R/KeX0/21y6/original/steam-logo-white.jpg | http://public2.intelligencebank.com/e2c56f829e1e5d82347c365bf31980f6/3748e5feaa9c319e4c537daa6eded05e/MSITEMPOSQ-WH.jpg | http://public2.intelligencebank.com/e2c56f829e1e5d82347c365bf31980f6/120c0a932e4d89b7e971d1cc8f817cdb/MSITEMPOSQ-WH_front.jpg | http://public2.intelligencebank.com/e2c56f829e1e5d82347c365bf31980f6/3a8331708dfb4917abaa82f948e86275/MSITEMPOSQ-WH_side.jpg | https://vimeo.com/58153234 | https://vimeo.com/58153232 | https://vimeo.com/59511904 | https://vimeo.com/66350508 | http://prodrep.mrsteam.com/DocumentResources/d1f0ef4a-aa86-4f9f-b8e4-ceba8ace31f3.pdf | N/A | http://prodrep.mrsteam.com/DocumentResources/278f8bd4-e4dd-4dc6-bbf8-9b48e09be4aa.pdf | 1419306 | N/A | UNITED STATES | http://prodrep.mrsteam.com/DocumentResources/d6a61c17-60ee-4efc-b1ec-4fa4cb6c55b8.pdf | 72 HOURS | http://prodrep.mrsteam.com/DocumentResources/b2810ea7-b57e-409a-ad8a-f542851f66be.pdf | http://prodrep.mrsteam.com/DocumentResources/97338af5-9f1c-46f1-b329-3fd508749a21.pdf | http://prodrep.mrsteam.com/DocumentResources/fb82c221-da8d-4d90-ae1e-66670ba7542f.pdf | YES | Plastic; Metal | N/A | YES | N/A | YES | NO | YES | YES | YES | N/A | N/A | Wall-Mount | NO | 1; EA | NO | NO | NO | NO | PESTICIDE/AEROSOL: NO | CHEMICAL/SOLVENT: NO | Lead: No Mercury: No Silver: Yes, below Cadmium: No Chromium: No Barium: No Arsenic: No Selenium: No | PARCEL | 70 | N/A | N/A | N/A | N/A | N/A | N/A | N/A | YES | HARDWIRED | N/A | N/A | N/A | NO | N/A | N/A | N/A | N/A | N/A | N/A | N/A | N/A | N/A | N/A | N/A | N/A | N/A | N/A | N/A | N/A | N/A | N/A | N/A | N/A | N/A | N/A | N/A | NO | NO | NO | 2017-06-24 | Mr. Steam Price Book 2017 | 2
MSITPLUSRD-BB | CONTROL | iTempoPlus | ACTIVE (ECOM) | iTempo Plus Round Steam Shower Control in Brushed Bronze | 767931150463 | 00767931150463 | BRUSHED BRONZE | iTempo Plus Time & Temperature Round Control in Brushed Bronze with matching AromaSteam SteamHead. For generator models MS90E to MSSUPER6E | 1300 | 910 | 2019-04-01 | Yes | 1.2 | 5 | 5 | 1.25 | 5 x 5 x 1.25 | 5 | 10 | 8 | 4 | 10 x 8 x 4 | Its never been easier to optimize your steam shower experience. With an elegant design and easy to use interface, you can control more than steam. Connect AromaSteam and ChromaSteam systems to create a personalized wellness center. | Set the perfect steam temperature for multiple users | ChromaSteam lighting & AromaSteam infusion | Never wonder what time , day or date it is in your SteamShower or bathroom | Manufactured in strong, durable and long lasting solid brass | Compliment any bathroom design with one of 11 designer or glass finishes | Operates with optional SteamLinx™ | Control includes digital clock |  |  |  | N/A | N/A | N/A | N/A | NO | N/A | All eSeries Generators | 103990-60; MSTS | N/A | N/A | https://cdn.intelligencebank.com/us/share/B3R/KeX0/21y6/original/steam-logo-white.jpg | http://public2.intelligencebank.com/e2c56f829e1e5d82347c365bf31980f6/a81e5884a4b8f4bb83fb64874938ee27/MSITPLUSRD-BB.jpg | http://public2.intelligencebank.com/e2c56f829e1e5d82347c365bf31980f6/099f21652af65adc0cc5d366c032540b/MSITPLUSRD-BB_front.jpg | http://public2.intelligencebank.com/e2c56f829e1e5d82347c365bf31980f6/da408c3db42187b786e1692c756a9e13/MSITPLUSRD-BB_side.jpg | https://vimeo.com/58153234 | https://vimeo.com/58153232 | https://vimeo.com/59511904 | https://vimeo.com/66350508 | http://prodrep.mrsteam.com/DocumentResources/d1f0ef4a-aa86-4f9f-b8e4-ceba8ace31f3.pdf | N/A | http://prodrep.mrsteam.com/DocumentResources/278f8bd4-e4dd-4dc6-bbf8-9b48e09be4aa.pdf | 1419306 | N/A | UNITED STATES | http://prodrep.mrsteam.com/DocumentResources/d6a61c17-60ee-4efc-b1ec-4fa4cb6c55b8.pdf | 72 HOURS | http://prodrep.mrsteam.com/DocumentResources/b759ed5f-4528-45f1-b6f1-e22967c9f281.pdf | http://prodrep.mrsteam.com/DocumentResources/97338af5-9f1c-46f1-b329-3fd508749a21.pdf | http://prodrep.mrsteam.com/DocumentResources/fb82c221-da8d-4d90-ae1e-66670ba7542f.pdf | YES | Plastic; Metal | N/A | YES | N/A | YES | NO | YES | YES | YES | N/A | N/A | Wall-Mount | NO | 1; EA | NO | NO | NO | NO | PESTICIDE/AEROSOL: NO | CHEMICAL/SOLVENT: NO | Lead: No Mercury: No Silver: Yes, below Cadmium: No Chromium: No Barium: No Arsenic: No Selenium: No | PARCEL | 70 | N/A | N/A | N/A | N/A | N/A | N/A | N/A | YES | HARDWIRED | N/A | N/A | N/A | NO | N/A | N/A | N/A | N/A | N/A | N/A | N/A | N/A | N/A | N/A | N/A | N/A | N/A | N/A | N/A | N/A | N/A | N/A | N/A | N/A | N/A | N/A | N/A | NO | NO | NO | 2017-06-24 | Mr. Steam Price Book 2017 | 2
MSITPLUSRD-BK | CONTROL | iTempoPlus | ACTIVE (ECOM) | iTempo Plus Round Steam Shower Control in Black with Polished Chrome Bezel | 767931910210 | 00767931910210 | BLACK | iTempo Plus Time & Temperature Round Control in Black Glass finish with matching AromaSteam SteamHead. For generator models MS90E to MSSUPER6E | 1300 | 910 | 2019-04-01 | Yes | 1.2 | 5 | 5 | 1.25 | 5 x 5 x 1.25 | 5 | 10 | 8 | 4 | 10 x 8 x 4 | Its never been easier to optimize your steam shower experience. With an elegant design and easy to use interface, you can control more than steam. Connect AromaSteam and ChromaSteam systems to create a personalized wellness center. | Set the perfect steam temperature for multiple users | ChromaSteam lighting & AromaSteam infusion | Never wonder what time , day or date it is in your SteamShower or bathroom | Manufactured in strong, durable and long lasting solid brass | Compliment any bathroom design with one of 11 designer or glass finishes | Operates with optional SteamLinx™ | Control includes digital clock |  |  |  | N/A | N/A | N/A | N/A | NO | N/A | All eSeries Generators | 103990-60; MSTS | N/A | N/A | https://cdn.intelligencebank.com/us/share/B3R/KeX0/21y6/original/steam-logo-white.jpg | http://public2.intelligencebank.com/e2c56f829e1e5d82347c365bf31980f6/aecf2dcc9d723fe4ac1990c69e7583ea/MSITPLUSRD-BK.jpg | http://public2.intelligencebank.com/e2c56f829e1e5d82347c365bf31980f6/f651cbf88422b689914fe311dfb40062/MSITPLUSRD-BK_front.jpg | http://public2.intelligencebank.com/e2c56f829e1e5d82347c365bf31980f6/b36f2a8f05dd9a41442688f966a9a6c5/MSITPLUSRD-BK_side.jpg | https://vimeo.com/58153234 | https://vimeo.com/58153232 | https://vimeo.com/59511904 | https://vimeo.com/66350508 | http://prodrep.mrsteam.com/DocumentResources/d1f0ef4a-aa86-4f9f-b8e4-ceba8ace31f3.pdf | N/A | http://prodrep.mrsteam.com/DocumentResources/278f8bd4-e4dd-4dc6-bbf8-9b48e09be4aa.pdf | 1419306 | N/A | UNITED STATES | http://prodrep.mrsteam.com/DocumentResources/d6a61c17-60ee-4efc-b1ec-4fa4cb6c55b8.pdf | 72 HOURS | http://prodrep.mrsteam.com/DocumentResources/b759ed5f-4528-45f1-b6f1-e22967c9f281.pdf | http://prodrep.mrsteam.com/DocumentResources/97338af5-9f1c-46f1-b329-3fd508749a21.pdf | http://prodrep.mrsteam.com/DocumentResources/fb82c221-da8d-4d90-ae1e-66670ba7542f.pdf | YES | Plastic; Metal | N/A | YES | N/A | YES | NO | YES | YES | YES | N/A | N/A | Wall-Mount | NO | 1; EA | NO | NO | NO | NO | PESTICIDE/AEROSOL: NO | CHEMICAL/SOLVENT: NO | Lead: No Mercury: No Silver: Yes, below Cadmium: No Chromium: No Barium: No Arsenic: No Selenium: No | PARCEL | 70 | N/A | N/A | N/A | N/A | N/A | N/A | N/A | YES | HARDWIRED | N/A | N/A | N/A | NO | N/A | N/A | N/A | N/A | N/A | N/A | N/A | N/A | N/A | N/A | N/A | N/A | N/A | N/A | N/A | N/A | N/A | N/A | N/A | N/A | N/A | N/A | N/A | NO | NO | NO | 2017-06-24 | Mr. Steam Price Book 2017 | 2
MSITPLUSRD-BN | CONTROL | iTempoPlus | ACTIVE (ECOM) | iTempo Plus Round Steam Shower Control in Brushed Nickel | 767931150449 | 00767931150449 | BRUSHED NICKEL | iTempo Plus Time & Temperature Round Control in Brushed Nickel with matching AromaSteam SteamHead. For generator models MS90E to MSSUPER6E | 1300 | 910 | 2019-04-01 | Yes | 1.2 | 5 | 5 | 1.25 | 5 x 5 x 1.25 | 5 | 10 | 8 | 4 | 10 x 8 x 4 | Its never been easier to optimize your steam shower experience. With an elegant design and easy to use interface, you can control more than steam. Connect AromaSteam and ChromaSteam systems to create a personalized wellness center. | Set the perfect steam temperature for multiple users | ChromaSteam lighting & AromaSteam infusion | Never wonder what time , day or date it is in your SteamShower or bathroom | Manufactured in strong, durable and long lasting solid brass | Compliment any bathroom design with one of 11 designer or glass finishes | Operates with optional SteamLinx™ | Control includes digital clock |  |  |  | N/A | N/A | N/A | N/A | NO | N/A | All eSeries Generators | 103990-60; MSTS | N/A | N/A | https://cdn.intelligencebank.com/us/share/B3R/KeX0/21y6/original/steam-logo-white.jpg | http://public2.intelligencebank.com/e2c56f829e1e5d82347c365bf31980f6/0f60a07f6b5041bad55fb2c1fcf2d050/MSITPLUSRD-BN.jpg | http://public2.intelligencebank.com/e2c56f829e1e5d82347c365bf31980f6/6b30b1b8924b3acc49318bf105a93c4c/MSITPLUSRD-BN_front.jpg | http://public2.intelligencebank.com/e2c56f829e1e5d82347c365bf31980f6/6a8e453698a1f6d02273004c2a1b1b17/MSITPLUSRD-BN_side.jpg | https://vimeo.com/58153234 | https://vimeo.com/58153232 | https://vimeo.com/59511904 | https://vimeo.com/66350508 | http://prodrep.mrsteam.com/DocumentResources/d1f0ef4a-aa86-4f9f-b8e4-ceba8ace31f3.pdf | N/A | http://prodrep.mrsteam.com/DocumentResources/278f8bd4-e4dd-4dc6-bbf8-9b48e09be4aa.pdf | 1419306 | N/A | UNITED STATES | http://prodrep.mrsteam.com/DocumentResources/d6a61c17-60ee-4efc-b1ec-4fa4cb6c55b8.pdf | 72 HOURS | http://prodrep.mrsteam.com/DocumentResources/b759ed5f-4528-45f1-b6f1-e22967c9f281.pdf | http://prodrep.mrsteam.com/DocumentResources/97338af5-9f1c-46f1-b329-3fd508749a21.pdf | http://prodrep.mrsteam.com/DocumentResources/fb82c221-da8d-4d90-ae1e-66670ba7542f.pdf | YES | Plastic; Metal | N/A | YES | N/A | YES | NO | YES | YES | YES | N/A | N/A | Wall-Mount | NO | 1; EA | NO | NO | NO | NO | PESTICIDE/AEROSOL: NO | CHEMICAL/SOLVENT: NO | Lead: No Mercury: No Silver: Yes, below Cadmium: No Chromium: No Barium: No Arsenic: No Selenium: No | PARCEL | 70 | N/A | N/A | N/A | N/A | N/A | N/A | N/A | YES | HARDWIRED | N/A | N/A | N/A | NO | N/A | N/A | N/A | N/A | N/A | N/A | N/A | N/A | N/A | N/A | N/A | N/A | N/A | N/A | N/A | N/A | N/A | N/A | N/A | N/A | N/A | N/A | N/A | NO | NO | NO | 2017-06-24 | Mr. Steam Price Book 2017 | 2
MSITPLUSRD-MB | CONTROL | iTempoPlus | ACTIVE (ECOM) | iTempo Plus Round Steam Shower Control in Matte Black with Polished Chrome Bezel | 767931914188 | 00767931914188 | MATTE BLACK | iTempo Plus Time & Temperature Square Control in White Glass finish with matching AromaSteam SteamHead. For generator models MS90E to MSSUPER6E | 1300 | 910 | 2019-04-01 | Yes | 1.2 | 5 | 4.5 | 1.25 | 5 x 4.5 x 1.25 | 5 | 10 | 8 | 4 | 10 x 8 x 4 | Its never been easier to optimize your steam shower experience. With an elegant design and easy to use interface, you can control more than steam. Connect AromaSteam and ChromaSteam systems to create a personalized wellness center. | Set the perfect steam temperature for multiple users | ChromaSteam lighting & AromaSteam infusion | Never wonder what time , day or date it is in your SteamShower or bathroom | Manufactured in strong, durable and long lasting solid brass | Compliment any bathroom design with one of 11 designer or glass finishes | Operates with optional SteamLinx™ | Control includes digital clock |  |  |  | N/A | N/A | N/A | N/A | NO | N/A | All eSeries Generators | 103990-60; MSTS | N/A | N/A | https://cdn.intelligencebank.com/us/share/B3R/KeX0/21y6/original/steam-logo-white.jpg | https://cdn.intelligencebank.com/us/share/B3R/zqr6/68MB/original/MSITPLUSRD-MB-Steamhead.jpg | https://cdn.intelligencebank.com/us/share/B3R/zqr6/P4O6/original/MSITPLUSRD-MB.jpg | https://cdn.intelligencebank.com/us/share/B3R/zqr6/Vpre/original/MSITPLUSRD-MB-Angled.jpg | https://vimeo.com/58153234 | https://vimeo.com/58153232 | https://vimeo.com/59511904 | https://vimeo.com/66350508 | http://prodrep.mrsteam.com/DocumentResources/d1f0ef4a-aa86-4f9f-b8e4-ceba8ace31f3.pdf | N/A | http://prodrep.mrsteam.com/DocumentResources/278f8bd4-e4dd-4dc6-bbf8-9b48e09be4aa.pdf | 1419306 | N/A | UNITED STATES | http://prodrep.mrsteam.com/DocumentResources/d6a61c17-60ee-4efc-b1ec-4fa4cb6c55b8.pdf | 72 HOURS | http://prodrep.mrsteam.com/DocumentResources/b759ed5f-4528-45f1-b6f1-e22967c9f281.pdf | http://prodrep.mrsteam.com/DocumentResources/97338af5-9f1c-46f1-b329-3fd508749a21.pdf | http://prodrep.mrsteam.com/DocumentResources/fb82c221-da8d-4d90-ae1e-66670ba7542f.pdf | YES | Plastic; Metal | N/A | YES | N/A | YES | NO | YES | YES | YES | N/A | N/A | Wall-Mount | NO | 1; EA | NO | NO | NO | NO | PESTICIDE/AEROSOL: NO | CHEMICAL/SOLVENT: NO | Lead: No Mercury: No Silver: No Cadmium: No Chromium: No Barium: No Arsenic: No Selenium: No | PARCEL | 70 | N/A | N/A | N/A | N/A | N/A | N/A | N/A | YES | HARDWIRED | N/A | N/A | N/A | NO | N/A | N/A | N/A | N/A | N/A | N/A | N/A | N/A | N/A | N/A | N/A | N/A | N/A | N/A | N/A | N/A | N/A | N/A | N/A | N/A | N/A | N/A | N/A | NO | NO | NO | 2017-06-24 | Mr. Steam Price Book 2017 | 2
MSITPLUSRD-ORB | CONTROL | iTempoPlus | ACTIVE (ECOM) | iTempo Plus Round Steam Shower Control in Oil Rubbed Bronze | 767931150456 | 00767931150456 | OIL RUBBED BRONZE | iTempo Plus Time & Temperature Round Control in Oil Rubbed Bronze with matching AromaSteam SteamHead. For generator models MS90E to MSSUPER6E | 1300 | 910 | 2019-04-01 | Yes | 1.2 | 5 | 5 | 1.25 | 5 x 5 x 1.25 | 5 | 10 | 8 | 4 | 10 x 8 x 4 | Its never been easier to optimize your steam shower experience. With an elegant design and easy to use interface, you can control more than steam. Connect AromaSteam and ChromaSteam systems to create a personalized wellness center. | Set the perfect steam temperature for multiple users | ChromaSteam lighting & AromaSteam infusion | Never wonder what time , day or date it is in your SteamShower or bathroom | Manufactured in strong, durable and long lasting solid brass | Compliment any bathroom design with one of 11 designer or glass finishes | Operates with optional SteamLinx™ | Control includes digital clock |  |  |  | N/A | N/A | N/A | N/A | NO | N/A | All eSeries Generators | 103990-60; MSTS | N/A | N/A | https://cdn.intelligencebank.com/us/share/B3R/KeX0/21y6/original/steam-logo-white.jpg | http://public2.intelligencebank.com/e2c56f829e1e5d82347c365bf31980f6/f46da51dd67dfe1d6d98be1ae4e4a4dd/MSITPLUSRD-ORB.jpg | http://public2.intelligencebank.com/e2c56f829e1e5d82347c365bf31980f6/43d9999a7b7b27d2ce4b2ce1aa8bb5a5/MSITPLUSRD-ORB_front.jpg | http://public2.intelligencebank.com/e2c56f829e1e5d82347c365bf31980f6/c2fe52c5388cbc92f634cbc045a1624d/MSITPLUSRD-ORB_side.jpg | https://vimeo.com/58153234 | https://vimeo.com/58153232 | https://vimeo.com/59511904 | https://vimeo.com/66350508 | http://prodrep.mrsteam.com/DocumentResources/d1f0ef4a-aa86-4f9f-b8e4-ceba8ace31f3.pdf | N/A | http://prodrep.mrsteam.com/DocumentResources/278f8bd4-e4dd-4dc6-bbf8-9b48e09be4aa.pdf | 1419306 | N/A | UNITED STATES | http://prodrep.mrsteam.com/DocumentResources/d6a61c17-60ee-4efc-b1ec-4fa4cb6c55b8.pdf | 72 HOURS | http://prodrep.mrsteam.com/DocumentResources/b759ed5f-4528-45f1-b6f1-e22967c9f281.pdf | http://prodrep.mrsteam.com/DocumentResources/97338af5-9f1c-46f1-b329-3fd508749a21.pdf | http://prodrep.mrsteam.com/DocumentResources/fb82c221-da8d-4d90-ae1e-66670ba7542f.pdf | YES | Plastic; Metal | N/A | YES | N/A | YES | NO | YES | YES | YES | N/A | N/A | Wall-Mount | NO | 1; EA | NO | NO | NO | NO | PESTICIDE/AEROSOL: NO | CHEMICAL/SOLVENT: NO | Lead: No Mercury: No Silver: Yes, below Cadmium: No Chromium: No Barium: No Arsenic: No Selenium: No | PARCEL | 70 | N/A | N/A | N/A | N/A | N/A | N/A | N/A | YES | HARDWIRED | N/A | N/A | N/A | NO | N/A | N/A | N/A | N/A | N/A | N/A | N/A | N/A | N/A | N/A | N/A | N/A | N/A | N/A | N/A | N/A | N/A | N/A | N/A | N/A | N/A | N/A | N/A | NO | NO | NO | 2017-06-24 | Mr. Steam Price Book 2017 | 2
MSITPLUSRD-PB | CONTROL | iTempoPlus | ACTIVE (ECOM) | iTempo Plus Round Steam Shower Control in Polished Brass | 767931150425 | 00767931150425 | POLISHED BRASS | iTempo Plus Time & Temperature Round Control in Polished Brass with matching AromaSteam SteamHead. For generator models MS90E to MSSUPER6E | 1300 | 910 | 2019-04-01 | Yes | 1.2 | 5 | 5 | 1.25 | 5 x 5 x 1.25 | 5 | 10 | 8 | 4 | 10 x 8 x 4 | Its never been easier to optimize your steam shower experience. With an elegant design and easy to use interface, you can control more than steam. Connect AromaSteam and ChromaSteam systems to create a personalized wellness center. | Set the perfect steam temperature for multiple users | ChromaSteam lighting & AromaSteam infusion | Never wonder what time , day or date it is in your SteamShower or bathroom | Manufactured in strong, durable and long lasting solid brass | Compliment any bathroom design with one of 11 designer or glass finishes | Operates with optional SteamLinx™ | Control includes digital clock |  |  |  | N/A | N/A | N/A | N/A | NO | N/A | All eSeries Generators | 103990-60; MSTS | N/A | N/A | https://cdn.intelligencebank.com/us/share/B3R/KeX0/21y6/original/steam-logo-white.jpg | http://public2.intelligencebank.com/e2c56f829e1e5d82347c365bf31980f6/e6c2da4b4321cf6e0db8b42afdc55e93/MSITPLUSRD-PB.jpg | http://public2.intelligencebank.com/e2c56f829e1e5d82347c365bf31980f6/f84462f041ac603713bc09571755d75f/MSITPLUSRD-PB_front.jpg | http://public2.intelligencebank.com/e2c56f829e1e5d82347c365bf31980f6/64bf75f74c9a6ee13baf99aa8cdbfca8/MSITPLUSRD-PB_side.jpg | https://vimeo.com/58153234 | https://vimeo.com/58153232 | https://vimeo.com/59511904 | https://vimeo.com/66350508 | http://prodrep.mrsteam.com/DocumentResources/d1f0ef4a-aa86-4f9f-b8e4-ceba8ace31f3.pdf | N/A | http://prodrep.mrsteam.com/DocumentResources/278f8bd4-e4dd-4dc6-bbf8-9b48e09be4aa.pdf | 1419306 | N/A | UNITED STATES | http://prodrep.mrsteam.com/DocumentResources/d6a61c17-60ee-4efc-b1ec-4fa4cb6c55b8.pdf | 72 HOURS | http://prodrep.mrsteam.com/DocumentResources/b759ed5f-4528-45f1-b6f1-e22967c9f281.pdf | http://prodrep.mrsteam.com/DocumentResources/97338af5-9f1c-46f1-b329-3fd508749a21.pdf | http://prodrep.mrsteam.com/DocumentResources/fb82c221-da8d-4d90-ae1e-66670ba7542f.pdf | YES | Plastic; Metal | N/A | YES | N/A | YES | NO | YES | YES | YES | N/A | N/A | Wall-Mount | NO | 1; EA | NO | NO | NO | NO | PESTICIDE/AEROSOL: NO | CHEMICAL/SOLVENT: NO | Lead: No Mercury: No Silver: Yes, below Cadmium: No Chromium: No Barium: No Arsenic: No Selenium: No | PARCEL | 70 | N/A | N/A | N/A | N/A | N/A | N/A | N/A | YES | HARDWIRED | N/A | N/A | N/A | NO | N/A | N/A | N/A | N/A | N/A | N/A | N/A | N/A | N/A | N/A | N/A | N/A | N/A | N/A | N/A | N/A | N/A | N/A | N/A | N/A | N/A | N/A | N/A | NO | NO | NO | 2017-06-24 | Mr. Steam Price Book 2017 | 2
MSITPLUSRD-PC | CONTROL | iTempoPlus | ACTIVE (ECOM) | iTempo Plus Round Steam Shower Control in Polished Chrome | 767931150418 | 00767931150418 | POLISHED CHROME | iTempo Plus Time & Temperature Round Control in Polished Chrome with matching AromaSteam SteamHead. For generator models MS90E to MSSUPER6E | 1200 | 840 | 2019-04-01 | Yes | 1.2 | 5 | 5 | 1.25 | 5 x 5 x 1.25 | 5 | 10 | 8 | 4 | 10 x 8 x 4 | Its never been easier to optimize your steam shower experience. With an elegant design and easy to use interface, you can control more than steam. Connect AromaSteam and ChromaSteam systems to create a personalized wellness center. | Set the perfect steam temperature for multiple users | ChromaSteam lighting & AromaSteam infusion | Never wonder what time , day or date it is in your SteamShower or bathroom | Manufactured in strong, durable and long lasting solid brass | Compliment any bathroom design with one of 11 designer or glass finishes | Operates with optional SteamLinx™ | Control includes digital clock |  |  |  | N/A | N/A | N/A | N/A | NO | N/A | All eSeries Generators | 103990-60; MSTS | N/A | N/A | https://cdn.intelligencebank.com/us/share/B3R/KeX0/21y6/original/steam-logo-white.jpg | http://public2.intelligencebank.com/e2c56f829e1e5d82347c365bf31980f6/97256e7c7ef69daa0882da13ba55d817/MSITPLUSRD-PC.jpg | http://public2.intelligencebank.com/e2c56f829e1e5d82347c365bf31980f6/bbfb62bde0fe9c1a125edf84ce1727f1/MSITPLUSRD-PC_front.jpg | http://public2.intelligencebank.com/e2c56f829e1e5d82347c365bf31980f6/8f79435bbff52add3da2c1b402334dd6/MSITPLUSRD-PC_side.jpg | https://vimeo.com/58153234 | https://vimeo.com/58153232 | https://vimeo.com/59511904 | https://vimeo.com/66350508 | http://prodrep.mrsteam.com/DocumentResources/d1f0ef4a-aa86-4f9f-b8e4-ceba8ace31f3.pdf | N/A | http://prodrep.mrsteam.com/DocumentResources/278f8bd4-e4dd-4dc6-bbf8-9b48e09be4aa.pdf | 1419306 | N/A | UNITED STATES | http://prodrep.mrsteam.com/DocumentResources/d6a61c17-60ee-4efc-b1ec-4fa4cb6c55b8.pdf | 72 HOURS | http://prodrep.mrsteam.com/DocumentResources/b759ed5f-4528-45f1-b6f1-e22967c9f281.pdf | http://prodrep.mrsteam.com/DocumentResources/97338af5-9f1c-46f1-b329-3fd508749a21.pdf | http://prodrep.mrsteam.com/DocumentResources/fb82c221-da8d-4d90-ae1e-66670ba7542f.pdf | YES | Plastic; Metal | N/A | YES | N/A | YES | NO | YES | YES | YES | N/A | N/A | Wall-Mount | NO | 1; EA | NO | NO | NO | NO | PESTICIDE/AEROSOL: NO | CHEMICAL/SOLVENT: NO | Lead: No Mercury: No Silver: Yes, below Cadmium: No Chromium: No Barium: No Arsenic: No Selenium: No | PARCEL | 70 | N/A | N/A | N/A | N/A | N/A | N/A | N/A | YES | HARDWIRED | N/A | N/A | N/A | NO | N/A | N/A | N/A | N/A | N/A | N/A | N/A | N/A | N/A | N/A | N/A | N/A | N/A | N/A | N/A | N/A | N/A | N/A | N/A | N/A | N/A | N/A | N/A | NO | NO | NO | 2017-06-24 | Mr. Steam Price Book 2017 | 2
MSITPLUSRD-PN | CONTROL | iTempoPlus | ACTIVE (ECOM) | iTempo Plus Round Steam Shower Control in Polished Nickel | 767931150432 | 00767931150432 | POLISHED NICKEL | iTempo Plus Time & Temperature Round Control in Polished Nickel with matching AromaSteam SteamHead. For generator models MS90E to MSSUPER6E | 1300 | 910 | 2019-04-01 | Yes | 1.2 | 5 | 5 | 1.25 | 5 x 5 x 1.25 | 5 | 10 | 8 | 4 | 10 x 8 x 4 | Its never been easier to optimize your steam shower experience. With an elegant design and easy to use interface, you can control more than steam. Connect AromaSteam and ChromaSteam systems to create a personalized wellness center. | Set the perfect steam temperature for multiple users | ChromaSteam lighting & AromaSteam infusion | Never wonder what time , day or date it is in your SteamShower or bathroom | Manufactured in strong, durable and long lasting solid brass | Compliment any bathroom design with one of 11 designer or glass finishes | Operates with optional SteamLinx™ | Control includes digital clock |  |  |  | N/A | N/A | N/A | N/A | NO | N/A | All eSeries Generators | 103990-60; MSTS | N/A | N/A | https://cdn.intelligencebank.com/us/share/B3R/KeX0/21y6/original/steam-logo-white.jpg | http://public2.intelligencebank.com/e2c56f829e1e5d82347c365bf31980f6/d2ccf8579f3f493bb19f7ffb10b82d47/MSITPLUSRD-PN.jpg | http://public2.intelligencebank.com/e2c56f829e1e5d82347c365bf31980f6/ccba6ba937568f19e72788baad260332/MSITPLUSRD-PN_front.jpg | http://public2.intelligencebank.com/e2c56f829e1e5d82347c365bf31980f6/c36ad4416a9ecf1ee4257711b7e68a21/MSITPLUSRD-PN_side.jpg | https://vimeo.com/58153234 | https://vimeo.com/58153232 | https://vimeo.com/59511904 | https://vimeo.com/66350508 | http://prodrep.mrsteam.com/DocumentResources/d1f0ef4a-aa86-4f9f-b8e4-ceba8ace31f3.pdf | N/A | http://prodrep.mrsteam.com/DocumentResources/278f8bd4-e4dd-4dc6-bbf8-9b48e09be4aa.pdf | 1419306 | N/A | UNITED STATES | http://prodrep.mrsteam.com/DocumentResources/d6a61c17-60ee-4efc-b1ec-4fa4cb6c55b8.pdf | 72 HOURS | http://prodrep.mrsteam.com/DocumentResources/b759ed5f-4528-45f1-b6f1-e22967c9f281.pdf | http://prodrep.mrsteam.com/DocumentResources/97338af5-9f1c-46f1-b329-3fd508749a21.pdf | http://prodrep.mrsteam.com/DocumentResources/fb82c221-da8d-4d90-ae1e-66670ba7542f.pdf | YES | Plastic; Metal | N/A | YES | N/A | YES | NO | YES | YES | YES | N/A | N/A | Wall-Mount | NO | 1; EA | NO | NO | NO | NO | PESTICIDE/AEROSOL: NO | CHEMICAL/SOLVENT: NO | Lead: No Mercury: No Silver: Yes, below Cadmium: No Chromium: No Barium: No Arsenic: No Selenium: No | PARCEL | 70 | N/A | N/A | N/A | N/A | N/A | N/A | N/A | YES | HARDWIRED | N/A | N/A | N/A | NO | N/A | N/A | N/A | N/A | N/A | N/A | N/A | N/A | N/A | N/A | N/A | N/A | N/A | N/A | N/A | N/A | N/A | N/A | N/A | N/A | N/A | N/A | N/A | NO | NO | NO | 2017-06-24 | Mr. Steam Price Book 2017 | 2
MSITPLUSRD-RAW | CONTROL | iTempoPlus | ACTIVE (ECOM) | iTempo Plus Round Steam Shower Control in Custom Plating | 767931150210 | 00767931150210 | CUSTOM PLATING | iTempo Plus Time & Temperature Round Control in custom plating finish with matching AromaSteam SteamHead. For generator models MS90E to MSSUPER6E | 1300 | 910 | 2019-04-01 | Yes | 1.2 | 5 | 5 | 1.25 | 5 x 5 x 1.25 | 5 | 10 | 8 | 4 | 10 x 8 x 4 | Its never been easier to optimize your steam shower experience. With an elegant design and easy to use interface, you can control more than steam. Connect AromaSteam and ChromaSteam systems to create a personalized wellness center. | Set the perfect steam temperature for multiple users | ChromaSteam lighting & AromaSteam infusion | Never wonder what time , day or date it is in your SteamShower or bathroom | Manufactured in strong, durable and long lasting solid brass | Compliment any bathroom design with one of 11 designer or glass finishes | Operates with optional SteamLinx™ | Control includes digital clock |  |  |  | N/A | N/A | N/A | N/A | NO | N/A | All eSeries Generators | 103990-60; MSTS | N/A | N/A | https://cdn.intelligencebank.com/us/share/B3R/KeX0/21y6/original/steam-logo-white.jpg | http://public2.intelligencebank.com/e2c56f829e1e5d82347c365bf31980f6/3c1117e4f8c27ab1b6a9fdfde10e9fad/MSITPLUSRD-RAW.jpg | N/A | N/A | https://vimeo.com/58153234 | https://vimeo.com/58153232 | https://vimeo.com/59511904 | https://vimeo.com/66350508 | http://prodrep.mrsteam.com/DocumentResources/d1f0ef4a-aa86-4f9f-b8e4-ceba8ace31f3.pdf | N/A | http://prodrep.mrsteam.com/DocumentResources/278f8bd4-e4dd-4dc6-bbf8-9b48e09be4aa.pdf | 1419306 | N/A | UNITED STATES | http://prodrep.mrsteam.com/DocumentResources/d6a61c17-60ee-4efc-b1ec-4fa4cb6c55b8.pdf | 72 HOURS | http://prodrep.mrsteam.com/DocumentResources/b759ed5f-4528-45f1-b6f1-e22967c9f281.pdf | http://prodrep.mrsteam.com/DocumentResources/97338af5-9f1c-46f1-b329-3fd508749a21.pdf | http://prodrep.mrsteam.com/DocumentResources/fb82c221-da8d-4d90-ae1e-66670ba7542f.pdf | YES | Plastic; Metal | N/A | YES | N/A | YES | NO | YES | YES | YES | N/A | N/A | Wall-Mount | NO | 1; EA | NO | NO | NO | NO | PESTICIDE/AEROSOL: NO | CHEMICAL/SOLVENT: NO | Lead: No Mercury: No Silver: Yes, below Cadmium: No Chromium: No Barium: No Arsenic: No Selenium: No | PARCEL | 70 | N/A | N/A | N/A | N/A | N/A | N/A | N/A | YES | HARDWIRED | N/A | N/A | N/A | NO | N/A | N/A | N/A | N/A | N/A | N/A | N/A | N/A | N/A | N/A | N/A | N/A | N/A | N/A | N/A | N/A | N/A | N/A | N/A | N/A | N/A | N/A | N/A | NO | NO | NO | 2017-06-24 | Mr. Steam Price Book 2017 | 2
MSITPLUSRD-SB | CONTROL | iTempoPlus | ACTIVE (ECOM) | iTempo Plus Round Steam Shower Control in Satin Brass | 767931910845 | 00767931910845 | SATIN BRASS | iTempo Plus Time & Temperature Round Control in Satin Brass finish with matching AromaSteam SteamHead. For generator models MS90E to MSSUPER6E | 1300 | 910 | 2019-04-01 | Yes | 1.2 | 5 | 5 | 1.25 | 5 x 5 x 1.25 | 5 | 10 | 8 | 4 | 10 x 8 x 4 | Its never been easier to optimize your steam shower experience. With an elegant design and easy to use interface, you can control more than steam. Connect AromaSteam and ChromaSteam systems to create a personalized wellness center. | Set the perfect steam temperature for multiple users | ChromaSteam lighting & AromaSteam infusion | Never wonder what time , day or date it is in your SteamShower or bathroom | Manufactured in strong, durable and long lasting solid brass | Compliment any bathroom design with one of 11 designer or glass finishes | Operates with optional SteamLinx™ | Control includes digital clock |  |  |  | N/A | N/A | N/A | N/A | NO | N/A | All eSeries Generators | 103990-60; MSTS | N/A | N/A | https://cdn.intelligencebank.com/us/share/B3R/KeX0/21y6/original/steam-logo-white.jpg | http://public2.intelligencebank.com/e2c56f829e1e5d82347c365bf31980f6/3d71539457db32261116afcb8b14815b/MSITPLUSRD-SB.jpg | http://public2.intelligencebank.com/e2c56f829e1e5d82347c365bf31980f6/09a7291f6a1084e2ee67de8b90feb339/MSITPLUSRD-SB_front.jpg | http://public2.intelligencebank.com/e2c56f829e1e5d82347c365bf31980f6/0af382ec6ce1d095e3723185a158f445/MSITPLUSRD-SB_side.jpg | https://vimeo.com/58153234 | https://vimeo.com/58153232 | https://vimeo.com/59511904 | https://vimeo.com/66350508 | http://prodrep.mrsteam.com/DocumentResources/d1f0ef4a-aa86-4f9f-b8e4-ceba8ace31f3.pdf | N/A | http://prodrep.mrsteam.com/DocumentResources/278f8bd4-e4dd-4dc6-bbf8-9b48e09be4aa.pdf | 1419306 | N/A | UNITED STATES | http://prodrep.mrsteam.com/DocumentResources/d6a61c17-60ee-4efc-b1ec-4fa4cb6c55b8.pdf | 72 HOURS | http://prodrep.mrsteam.com/DocumentResources/b759ed5f-4528-45f1-b6f1-e22967c9f281.pdf | http://prodrep.mrsteam.com/DocumentResources/97338af5-9f1c-46f1-b329-3fd508749a21.pdf | http://prodrep.mrsteam.com/DocumentResources/fb82c221-da8d-4d90-ae1e-66670ba7542f.pdf | YES | Plastic; Metal | N/A | YES | N/A | YES | NO | YES | YES | YES | N/A | N/A | Wall-Mount | NO | 1; EA | NO | NO | NO | NO | PESTICIDE/AEROSOL: NO | CHEMICAL/SOLVENT: NO | Lead: No Mercury: No Silver: Yes, below Cadmium: No Chromium: No Barium: No Arsenic: No Selenium: No | PARCEL | 70 | N/A | N/A | N/A | N/A | N/A | N/A | N/A | YES | HARDWIRED | N/A | N/A | N/A | NO | N/A | N/A | N/A | N/A | N/A | N/A | N/A | N/A | N/A | N/A | N/A | N/A | N/A | N/A | N/A | N/A | N/A | N/A | N/A | N/A | N/A | N/A | N/A | NO | NO | NO | 2017-06-24 | Mr. Steam Price Book 2017 | 2
MSITPLUSRD-WH | CONTROL | iTempoPlus | ACTIVE (ECOM) | iTempo Plus Round Steam Shower Control in White with Polished Chrome Bezel | 767931910227 | 00767931910227 | WHITE | iTempo Plus Time & Temperature Round Control in White Glass finish with matching AromaSteam SteamHead. For generator models MS90E to MSSUPER6E | 1300 | 910 | 2019-04-01 | Yes | 1.4 | 5 | 5 | 1.25 | 5 x 5 x 1.25 | 5 | 10 | 8 | 4 | 10 x 8 x 4 | Its never been easier to optimize your steam shower experience. With an elegant design and easy to use interface, you can control more than steam. Connect AromaSteam and ChromaSteam systems to create a personalized wellness center. | Set the perfect steam temperature for multiple users | ChromaSteam lighting & AromaSteam infusion | Never wonder what time , day or date it is in your SteamShower or bathroom | Manufactured in strong, durable and long lasting solid brass | Compliment any bathroom design with one of 11 designer or glass finishes | Operates with optional SteamLinx™ | Control includes digital clock |  |  |  | N/A | N/A | N/A | N/A | NO | N/A | All eSeries Generators | 103990-60; MSTS | N/A | N/A | https://cdn.intelligencebank.com/us/share/B3R/KeX0/21y6/original/steam-logo-white.jpg | http://public2.intelligencebank.com/e2c56f829e1e5d82347c365bf31980f6/dff73f4f74f17f36e7b66158e17c4422/MSITPLUSRD-WH.jpg | http://public2.intelligencebank.com/e2c56f829e1e5d82347c365bf31980f6/53230fa0cddcc6f23cf5bbbe0f5c5e23/MSITPLUSRD-WH_front.jpg | http://public2.intelligencebank.com/e2c56f829e1e5d82347c365bf31980f6/9ac2e53923feae271c42aaa66fc6eb64/MSITPLUSRD-WH_side.jpg | https://vimeo.com/58153234 | https://vimeo.com/58153232 | https://vimeo.com/59511904 | https://vimeo.com/66350508 | http://prodrep.mrsteam.com/DocumentResources/d1f0ef4a-aa86-4f9f-b8e4-ceba8ace31f3.pdf | N/A | http://prodrep.mrsteam.com/DocumentResources/278f8bd4-e4dd-4dc6-bbf8-9b48e09be4aa.pdf | 1419306 | N/A | UNITED STATES | http://prodrep.mrsteam.com/DocumentResources/d6a61c17-60ee-4efc-b1ec-4fa4cb6c55b8.pdf | 72 HOURS | http://prodrep.mrsteam.com/DocumentResources/b759ed5f-4528-45f1-b6f1-e22967c9f281.pdf | http://prodrep.mrsteam.com/DocumentResources/97338af5-9f1c-46f1-b329-3fd508749a21.pdf | http://prodrep.mrsteam.com/DocumentResources/fb82c221-da8d-4d90-ae1e-66670ba7542f.pdf | YES | Plastic; Metal | N/A | YES | N/A | YES | NO | YES | YES | YES | N/A | N/A | Wall-Mount | NO | 1; EA | NO | NO | NO | NO | PESTICIDE/AEROSOL: NO | CHEMICAL/SOLVENT: NO | Lead: No Mercury: No Silver: Yes, below Cadmium: No Chromium: No Barium: No Arsenic: No Selenium: No | PARCEL | 70 | N/A | N/A | N/A | N/A | N/A | N/A | N/A | YES | HARDWIRED | N/A | N/A | N/A | NO | N/A | N/A | N/A | N/A | N/A | N/A | N/A | N/A | N/A | N/A | N/A | N/A | N/A | N/A | N/A | N/A | N/A | N/A | N/A | N/A | N/A | N/A | N/A | NO | NO | NO | 2017-06-24 | Mr. Steam Price Book 2017 | 2
MSITPLUSSQ-BB | CONTROL | iTempoPlus | ACTIVE (ECOM) | iTempo Plus Square Steam Shower Control in Brushed Bronze | 767931150531 | 00767931150531 | BRUSHED BRONZE | iTempo Plus Time & Temperature Square Control in Brushed Bronze with matching AromaSteam SteamHead. For generator models MS90E to MSSUPER6E | 1300 | 910 | 2019-04-01 | Yes | 1.4 | 5 | 4.5 | 1.25 | 5 x 4.5 x 1.25 | 5 | 10 | 8 | 4 | 10 x 8 x 4 | Its never been easier to optimize your steam shower experience. With an elegant design and easy to use interface, you can control more than steam. Connect AromaSteam and ChromaSteam systems to create a personalized wellness center. | Set the perfect steam temperature for multiple users | ChromaSteam lighting & AromaSteam infusion | Never wonder what time , day or date it is in your SteamShower or bathroom | Manufactured in strong, durable and long lasting solid brass | Compliment any bathroom design with one of 11 designer or glass finishes | Operates with optional SteamLinx™ | Control includes digital clock |  |  |  | N/A | N/A | N/A | N/A | NO | N/A | All eSeries Generators | 103990-60; MSTS | N/A | N/A | https://cdn.intelligencebank.com/us/share/B3R/KeX0/21y6/original/steam-logo-white.jpg | http://public2.intelligencebank.com/e2c56f829e1e5d82347c365bf31980f6/771531c214bd6b2195c91e0ff22a2885/MSITPLUSSQ-BB.jpg | http://public2.intelligencebank.com/e2c56f829e1e5d82347c365bf31980f6/68d37ca75c74556c4b85872b833a38e3/MSITPLUSSQ-BB.jpg | http://public2.intelligencebank.com/e2c56f829e1e5d82347c365bf31980f6/ff46c2f209bbdd56b504a4cff9716b49/MSITPLUSSQ-BB_side.jpg | https://vimeo.com/58153234 | https://vimeo.com/58153232 | https://vimeo.com/59511904 | https://vimeo.com/66350508 | http://prodrep.mrsteam.com/DocumentResources/d1f0ef4a-aa86-4f9f-b8e4-ceba8ace31f3.pdf | N/A | http://prodrep.mrsteam.com/DocumentResources/278f8bd4-e4dd-4dc6-bbf8-9b48e09be4aa.pdf | 1419306 | N/A | UNITED STATES | http://prodrep.mrsteam.com/DocumentResources/d6a61c17-60ee-4efc-b1ec-4fa4cb6c55b8.pdf | 72 HOURS | http://prodrep.mrsteam.com/DocumentResources/b759ed5f-4528-45f1-b6f1-e22967c9f281.pdf | http://prodrep.mrsteam.com/DocumentResources/97338af5-9f1c-46f1-b329-3fd508749a21.pdf | http://prodrep.mrsteam.com/DocumentResources/fb82c221-da8d-4d90-ae1e-66670ba7542f.pdf | YES | Plastic; Metal | N/A | YES | N/A | YES | NO | YES | YES | YES | N/A | N/A | Wall-Mount | NO | 1; EA | NO | NO | NO | NO | PESTICIDE/AEROSOL: NO | CHEMICAL/SOLVENT: NO | Lead: No Mercury: No Silver: Yes, below Cadmium: No Chromium: No Barium: No Arsenic: No Selenium: No | PARCEL | 70 | N/A | N/A | N/A | N/A | N/A | N/A | N/A | YES | HARDWIRED | N/A | N/A | N/A | NO | N/A | N/A | N/A | N/A | N/A | N/A | N/A | N/A | N/A | N/A | N/A | N/A | N/A | N/A | N/A | N/A | N/A | N/A | N/A | N/A | N/A | N/A | N/A | NO | NO | NO | 2017-06-24 | Mr. Steam Price Book 2017 | 2
MSITPLUSSQ-BK | CONTROL | iTempoPlus | ACTIVE (ECOM) | iTempo Plus Square Steam Shower Control in Black with Polished Chrome Bezel | 767931910234 | 00767931910234 | BLACK | iTempo Plus Time & Temperature Square Control in Black Glass finish with matching AromaSteam SteamHead. For generator models MS90E to MSSUPER6E | 1300 | 910 | 2019-04-01 | Yes | 1.4 | 5 | 4.5 | 1.25 | 5 x 4.5 x 1.25 | 5 | 10 | 8 | 4 | 10 x 8 x 4 | Its never been easier to optimize your steam shower experience. With an elegant design and easy to use interface, you can control more than steam. Connect AromaSteam and ChromaSteam systems to create a personalized wellness center. | Set the perfect steam temperature for multiple users | ChromaSteam lighting & AromaSteam infusion | Never wonder what time , day or date it is in your SteamShower or bathroom | Manufactured in strong, durable and long lasting solid brass | Compliment any bathroom design with one of 11 designer or glass finishes | Operates with optional SteamLinx™ | Control includes digital clock |  |  |  | N/A | N/A | N/A | N/A | NO | N/A | All eSeries Generators | 103990-60; MSTS | N/A | N/A | https://cdn.intelligencebank.com/us/share/B3R/KeX0/21y6/original/steam-logo-white.jpg | http://public2.intelligencebank.com/e2c56f829e1e5d82347c365bf31980f6/60908219a04027b2a14e8a3034cc14a6/MSITPLUSSQ-BK.jpg | http://public2.intelligencebank.com/e2c56f829e1e5d82347c365bf31980f6/5df04f0a610aecf74a8124b85d0b57bc/MSITPLUSSQ-BK_front.jpg | http://public2.intelligencebank.com/e2c56f829e1e5d82347c365bf31980f6/7e08fb34a68a96d3bd18b1f8e7cc5903/MSITPLUSSQ-BK_side.jpg | https://vimeo.com/58153234 | https://vimeo.com/58153232 | https://vimeo.com/59511904 | https://vimeo.com/66350508 | http://prodrep.mrsteam.com/DocumentResources/d1f0ef4a-aa86-4f9f-b8e4-ceba8ace31f3.pdf | N/A | http://prodrep.mrsteam.com/DocumentResources/278f8bd4-e4dd-4dc6-bbf8-9b48e09be4aa.pdf | 1419306 | N/A | UNITED STATES | http://prodrep.mrsteam.com/DocumentResources/d6a61c17-60ee-4efc-b1ec-4fa4cb6c55b8.pdf | 72 HOURS | http://prodrep.mrsteam.com/DocumentResources/b759ed5f-4528-45f1-b6f1-e22967c9f281.pdf | http://prodrep.mrsteam.com/DocumentResources/97338af5-9f1c-46f1-b329-3fd508749a21.pdf | http://prodrep.mrsteam.com/DocumentResources/fb82c221-da8d-4d90-ae1e-66670ba7542f.pdf | YES | Plastic; Metal | N/A | YES | N/A | YES | NO | YES | YES | YES | N/A | N/A | Wall-Mount | NO | 1; EA | NO | NO | NO | NO | PESTICIDE/AEROSOL: NO | CHEMICAL/SOLVENT: NO | Lead: No Mercury: No Silver: Yes, below Cadmium: No Chromium: No Barium: No Arsenic: No Selenium: No | PARCEL | 70 | N/A | N/A | N/A | N/A | N/A | N/A | N/A | YES | HARDWIRED | N/A | N/A | N/A | NO | N/A | N/A | N/A | N/A | N/A | N/A | N/A | N/A | N/A | N/A | N/A | N/A | N/A | N/A | N/A | N/A | N/A | N/A | N/A | N/A | N/A | N/A | N/A | NO | NO | NO | 2017-06-24 | Mr. Steam Price Book 2017 | 2
MSITPLUSSQ-BN | CONTROL | iTempoPlus | ACTIVE (ECOM) | iTempo Plus Square Steam Shower Control in Brushed Nickel | 767931150517 | 00767931150517 | BRUSHED NICKEL | iTempo Plus Time & Temperature Square Control in Brushed Nickel with matching AromaSteam SteamHead. For generator models MS90E to MSSUPER6E | 1300 | 910 | 2019-04-01 | Yes | 1.4 | 5 | 4.5 | 1.25 | 5 x 4.5 x 1.25 | 5 | 10 | 8 | 4 | 10 x 8 x 4 | Its never been easier to optimize your steam shower experience. With an elegant design and easy to use interface, you can control more than steam. Connect AromaSteam and ChromaSteam systems to create a personalized wellness center. | Set the perfect steam temperature for multiple users | ChromaSteam lighting & AromaSteam infusion | Never wonder what time , day or date it is in your SteamShower or bathroom | Manufactured in strong, durable and long lasting solid brass | Compliment any bathroom design with one of 11 designer or glass finishes | Operates with optional SteamLinx™ | Control includes digital clock |  |  |  | N/A | N/A | N/A | N/A | NO | N/A | All eSeries Generators | 103990-60; MSTS | N/A | N/A | https://cdn.intelligencebank.com/us/share/B3R/KeX0/21y6/original/steam-logo-white.jpg | http://public2.intelligencebank.com/e2c56f829e1e5d82347c365bf31980f6/3ec1cd9f08075cca8e717ecc8df2a478/MSITPLUSSQ-BN.jpg | http://public2.intelligencebank.com/e2c56f829e1e5d82347c365bf31980f6/5ac30bc4bbba5c96cff0d8bce7855e0d/MSITPLUSSQ-BN.jpg | http://public2.intelligencebank.com/e2c56f829e1e5d82347c365bf31980f6/fd36ee930c89a5481552d279a4c2eac9/MSITPLUSSQ-BN_side.jpg | https://vimeo.com/58153234 | https://vimeo.com/58153232 | https://vimeo.com/59511904 | https://vimeo.com/66350508 | http://prodrep.mrsteam.com/DocumentResources/d1f0ef4a-aa86-4f9f-b8e4-ceba8ace31f3.pdf | N/A | http://prodrep.mrsteam.com/DocumentResources/278f8bd4-e4dd-4dc6-bbf8-9b48e09be4aa.pdf | 1419306 | N/A | UNITED STATES | http://prodrep.mrsteam.com/DocumentResources/d6a61c17-60ee-4efc-b1ec-4fa4cb6c55b8.pdf | 72 HOURS | http://prodrep.mrsteam.com/DocumentResources/b759ed5f-4528-45f1-b6f1-e22967c9f281.pdf | http://prodrep.mrsteam.com/DocumentResources/97338af5-9f1c-46f1-b329-3fd508749a21.pdf | http://prodrep.mrsteam.com/DocumentResources/fb82c221-da8d-4d90-ae1e-66670ba7542f.pdf | YES | Plastic; Metal | N/A | YES | N/A | YES | NO | YES | YES | YES | N/A | N/A | Wall-Mount | NO | 1; EA | NO | NO | NO | NO | PESTICIDE/AEROSOL: NO | CHEMICAL/SOLVENT: NO | Lead: No Mercury: No Silver: Yes, below Cadmium: No Chromium: No Barium: No Arsenic: No Selenium: No | PARCEL | 70 | N/A | N/A | N/A | N/A | N/A | N/A | N/A | YES | HARDWIRED | N/A | N/A | N/A | NO | N/A | N/A | N/A | N/A | N/A | N/A | N/A | N/A | N/A | N/A | N/A | N/A | N/A | N/A | N/A | N/A | N/A | N/A | N/A | N/A | N/A | N/A | N/A | NO | NO | NO | 2017-06-24 | Mr. Steam Price Book 2017 | 2
MSITPLUSSQ-MB | CONTROL | iTempoPlus | ACTIVE (ECOM) | iTempo Plus Square Steam Shower Control in Matte Black with Polished Chrome Bezel | 767931914195 | 00767931914195 | MATTE BLACK | iTempo Plus Time & Temperature Square Control in White Glass finish with matching AromaSteam SteamHead. For generator models MS90E to MSSUPER6E | 1300 | 910 | 2019-04-01 | Yes | 1.4 | 5 | 4.5 | 1.25 | 5 x 4.5 x 1.25 | 5 | 10 | 8 | 4 | 10 x 8 x 4 | Its never been easier to optimize your steam shower experience. With an elegant design and easy to use interface, you can control more than steam. Connect AromaSteam and ChromaSteam systems to create a personalized wellness center. | Set the perfect steam temperature for multiple users | ChromaSteam lighting & AromaSteam infusion | Never wonder what time , day or date it is in your SteamShower or bathroom | Manufactured in strong, durable and long lasting solid brass | Compliment any bathroom design with one of 11 designer or glass finishes | Operates with optional SteamLinx™ | Control includes digital clock |  |  |  | N/A | N/A | N/A | N/A | NO | N/A | All eSeries Generators | 103990-60; MSTS | N/A | N/A | https://cdn.intelligencebank.com/us/share/B3R/KeX0/21y6/original/steam-logo-white.jpg | https://cdn.intelligencebank.com/us/share/B3R/zqr6/pG23/original/MSITPLUSSQ-MB-Steamhead.jpg | https://cdn.intelligencebank.com/us/share/B3R/zqr6/bp81/original/MSITPLUSSQ-MB.jpg | https://cdn.intelligencebank.com/us/share/B3R/zqr6/68r1/original/MSITPLUSSQ-MB-Angled.jpg | https://vimeo.com/58153234 | https://vimeo.com/58153232 | https://vimeo.com/59511904 | https://vimeo.com/66350508 | http://prodrep.mrsteam.com/DocumentResources/d1f0ef4a-aa86-4f9f-b8e4-ceba8ace31f3.pdf | N/A | http://prodrep.mrsteam.com/DocumentResources/278f8bd4-e4dd-4dc6-bbf8-9b48e09be4aa.pdf | 1419306 | N/A | UNITED STATES | http://prodrep.mrsteam.com/DocumentResources/d6a61c17-60ee-4efc-b1ec-4fa4cb6c55b8.pdf | 72 HOURS | http://prodrep.mrsteam.com/DocumentResources/b759ed5f-4528-45f1-b6f1-e22967c9f281.pdf | http://prodrep.mrsteam.com/DocumentResources/97338af5-9f1c-46f1-b329-3fd508749a21.pdf | http://prodrep.mrsteam.com/DocumentResources/fb82c221-da8d-4d90-ae1e-66670ba7542f.pdf | YES | Plastic; Metal | N/A | YES | N/A | YES | NO | YES | YES | YES | N/A | N/A | Wall-Mount | NO | 1; EA | NO | NO | NO | NO | PESTICIDE/AEROSOL: NO | CHEMICAL/SOLVENT: NO | Lead: No Mercury: No Silver: No Cadmium: No Chromium: No Barium: No Arsenic: No Selenium: No | PARCEL | 70 | N/A | N/A | N/A | N/A | N/A | N/A | N/A | YES | HARDWIRED | N/A | N/A | N/A | NO | N/A | N/A | N/A | N/A | N/A | N/A | N/A | N/A | N/A | N/A | N/A | N/A | N/A | N/A | N/A | N/A | N/A | N/A | N/A | N/A | N/A | N/A | N/A | NO | NO | NO | 2017-06-24 | Mr. Steam Price Book 2017 | 2
MSITPLUSSQ-ORB | CONTROL | iTempoPlus | ACTIVE (ECOM) | iTempo Plus Square Steam Shower Control in Oil Rubbed Bronze | 767931150524 | 00767931150524 | OIL RUBBED BRONZE | iTempo Plus Time & Temperature Square Control in Oil Rubbed Bronze with matching AromaSteam SteamHead. For generator models MS90E to MSSUPER6E | 1300 | 910 | 2019-04-01 | Yes | 1.4 | 5 | 4.5 | 1.25 | 5 x 4.5 x 1.25 | 5 | 10 | 8 | 4 | 10 x 8 x 4 | Its never been easier to optimize your steam shower experience. With an elegant design and easy to use interface, you can control more than steam. Connect AromaSteam and ChromaSteam systems to create a personalized wellness center. | Set the perfect steam temperature for multiple users | ChromaSteam lighting & AromaSteam infusion | Never wonder what time , day or date it is in your SteamShower or bathroom | Manufactured in strong, durable and long lasting solid brass | Compliment any bathroom design with one of 11 designer or glass finishes | Operates with optional SteamLinx™ | Control includes digital clock |  |  |  | N/A | N/A | N/A | N/A | NO | N/A | All eSeries Generators | 103990-60; MSTS | N/A | N/A | https://cdn.intelligencebank.com/us/share/B3R/KeX0/21y6/original/steam-logo-white.jpg | http://public2.intelligencebank.com/e2c56f829e1e5d82347c365bf31980f6/d0693031d5d3a4d20e0d6c4685fb9a9e/MSITPLUSSQ-ORB.jpg | http://public2.intelligencebank.com/e2c56f829e1e5d82347c365bf31980f6/0e1acc3c112a19f8bf4c4e4132782fbc/MSITPLUSSQ-ORB_front.jpg | http://public2.intelligencebank.com/e2c56f829e1e5d82347c365bf31980f6/933c75e63876e5cbee9d6d962d2da770/MSITPLUSSQ-ORB_side.jpg | https://vimeo.com/58153234 | https://vimeo.com/58153232 | https://vimeo.com/59511904 | https://vimeo.com/66350508 | http://prodrep.mrsteam.com/DocumentResources/d1f0ef4a-aa86-4f9f-b8e4-ceba8ace31f3.pdf | N/A | http://prodrep.mrsteam.com/DocumentResources/278f8bd4-e4dd-4dc6-bbf8-9b48e09be4aa.pdf | 1419306 | N/A | UNITED STATES | http://prodrep.mrsteam.com/DocumentResources/d6a61c17-60ee-4efc-b1ec-4fa4cb6c55b8.pdf | 72 HOURS | http://prodrep.mrsteam.com/DocumentResources/b759ed5f-4528-45f1-b6f1-e22967c9f281.pdf | http://prodrep.mrsteam.com/DocumentResources/97338af5-9f1c-46f1-b329-3fd508749a21.pdf | http://prodrep.mrsteam.com/DocumentResources/fb82c221-da8d-4d90-ae1e-66670ba7542f.pdf | YES | Plastic; Metal | N/A | YES | N/A | YES | NO | YES | YES | YES | N/A | N/A | Wall-Mount | NO | 1; EA | NO | NO | NO | NO | PESTICIDE/AEROSOL: NO | CHEMICAL/SOLVENT: NO | Lead: No Mercury: No Silver: Yes, below Cadmium: No Chromium: No Barium: No Arsenic: No Selenium: No | PARCEL | 70 | N/A | N/A | N/A | N/A | N/A | N/A | N/A | YES | HARDWIRED | N/A | N/A | N/A | NO | N/A | N/A | N/A | N/A | N/A | N/A | N/A | N/A | N/A | N/A | N/A | N/A | N/A | N/A | N/A | N/A | N/A | N/A | N/A | N/A | N/A | N/A | N/A | NO | NO | NO | 2017-06-24 | Mr. Steam Price Book 2017 | 2
MSITPLUSSQ-PB | CONTROL | iTempoPlus | ACTIVE (ECOM) | iTempo Plus Square Steam Shower Control in Polished Brass | 767931150494 | 00767931150494 | POLISHED BRASS | iTempo Plus Time & Temperature Square Control in Polished Brass with matching AromaSteam SteamHead. For generator models MS90E to MSSUPER6E | 1300 | 910 | 2019-04-01 | Yes | 1.4 | 5 | 4.5 | 1.25 | 5 x 4.5 x 1.25 | 5 | 10 | 8 | 4 | 10 x 8 x 4 | Its never been easier to optimize your steam shower experience. With an elegant design and easy to use interface, you can control more than steam. Connect AromaSteam and ChromaSteam systems to create a personalized wellness center. | Set the perfect steam temperature for multiple users | ChromaSteam lighting & AromaSteam infusion | Never wonder what time , day or date it is in your SteamShower or bathroom | Manufactured in strong, durable and long lasting solid brass | Compliment any bathroom design with one of 11 designer or glass finishes | Operates with optional SteamLinx™ | Control includes digital clock |  |  |  | N/A | N/A | N/A | N/A | NO | N/A | All eSeries Generators | 103990-60; MSTS | N/A | N/A | https://cdn.intelligencebank.com/us/share/B3R/KeX0/21y6/original/steam-logo-white.jpg | http://public2.intelligencebank.com/e2c56f829e1e5d82347c365bf31980f6/b33c722f49072dab6a43a5b7f8304a20/MSITPLUSSQ-PB.jpg | http://public2.intelligencebank.com/e2c56f829e1e5d82347c365bf31980f6/b902598e015c2cb33a8c0af1424890bf/MSITPLUSSQ-PB_front.jpg | http://public2.intelligencebank.com/e2c56f829e1e5d82347c365bf31980f6/147f2dacef73a35d926a2ee8c6f71c06/MSITPLUSSQ-PB_side.jpg | https://vimeo.com/58153234 | https://vimeo.com/58153232 | https://vimeo.com/59511904 | https://vimeo.com/66350508 | http://prodrep.mrsteam.com/DocumentResources/d1f0ef4a-aa86-4f9f-b8e4-ceba8ace31f3.pdf | N/A | http://prodrep.mrsteam.com/DocumentResources/278f8bd4-e4dd-4dc6-bbf8-9b48e09be4aa.pdf | 1419306 | N/A | UNITED STATES | http://prodrep.mrsteam.com/DocumentResources/d6a61c17-60ee-4efc-b1ec-4fa4cb6c55b8.pdf | 72 HOURS | http://prodrep.mrsteam.com/DocumentResources/b759ed5f-4528-45f1-b6f1-e22967c9f281.pdf | http://prodrep.mrsteam.com/DocumentResources/97338af5-9f1c-46f1-b329-3fd508749a21.pdf | http://prodrep.mrsteam.com/DocumentResources/fb82c221-da8d-4d90-ae1e-66670ba7542f.pdf | YES | Plastic; Metal | N/A | YES | N/A | YES | NO | YES | YES | YES | N/A | N/A | Wall-Mount | NO | 1; EA | NO | NO | NO | NO | PESTICIDE/AEROSOL: NO | CHEMICAL/SOLVENT: NO | Lead: No Mercury: No Silver: Yes, below Cadmium: No Chromium: No Barium: No Arsenic: No Selenium: No | PARCEL | 70 | N/A | N/A | N/A | N/A | N/A | N/A | N/A | YES | HARDWIRED | N/A | N/A | N/A | NO | N/A | N/A | N/A | N/A | N/A | N/A | N/A | N/A | N/A | N/A | N/A | N/A | N/A | N/A | N/A | N/A | N/A | N/A | N/A | N/A | N/A | N/A | N/A | NO | NO | NO | 2017-06-24 | Mr. Steam Price Book 2017 | 2
MSITPLUSSQ-PC | CONTROL | iTempoPlus | ACTIVE (ECOM) | iTempo Plus Square Steam Shower Control in Polished Chrome | 767931150487 | 00767931150487 | POLISHED CHROME | iTempo Plus Time & Temperature Square Control in Polished Chrome with matching AromaSteam SteamHead. For generator models MS90E to MSSUPER6E | 1200 | 840 | 2019-04-01 | Yes | 1.4 | 5 | 4.5 | 1.25 | 5 x 4.5 x 1.25 | 5 | 10 | 8 | 4 | 10 x 8 x 4 | Its never been easier to optimize your steam shower experience. With an elegant design and easy to use interface, you can control more than steam. Connect AromaSteam and ChromaSteam systems to create a personalized wellness center. | Set the perfect steam temperature for multiple users | ChromaSteam lighting & AromaSteam infusion | Never wonder what time , day or date it is in your SteamShower or bathroom | Manufactured in strong, durable and long lasting solid brass | Compliment any bathroom design with one of 11 designer or glass finishes | Operates with optional SteamLinx™ | Control includes digital clock |  |  |  | N/A | N/A | N/A | N/A | NO | N/A | All eSeries Generators | 103990-60; MSTS | N/A | N/A | https://cdn.intelligencebank.com/us/share/B3R/KeX0/21y6/original/steam-logo-white.jpg | http://public2.intelligencebank.com/e2c56f829e1e5d82347c365bf31980f6/482ac50bd0a00c328bd2193d1ba47b60/MSITPLUSSQ-PC.jpg | http://public2.intelligencebank.com/e2c56f829e1e5d82347c365bf31980f6/c96e12d46bd90397e5ba7130684babb9/MSITPLUSSQ-PC_front.jpg | http://public2.intelligencebank.com/e2c56f829e1e5d82347c365bf31980f6/bb011064d21ceca506006f7e342e3d2b/MSITPLUSSQ-PC_side.jpg | https://vimeo.com/58153234 | https://vimeo.com/58153232 | https://vimeo.com/59511904 | https://vimeo.com/66350508 | http://prodrep.mrsteam.com/DocumentResources/d1f0ef4a-aa86-4f9f-b8e4-ceba8ace31f3.pdf | N/A | http://prodrep.mrsteam.com/DocumentResources/278f8bd4-e4dd-4dc6-bbf8-9b48e09be4aa.pdf | 1419306 | N/A | UNITED STATES | http://prodrep.mrsteam.com/DocumentResources/d6a61c17-60ee-4efc-b1ec-4fa4cb6c55b8.pdf | 72 HOURS | http://prodrep.mrsteam.com/DocumentResources/b759ed5f-4528-45f1-b6f1-e22967c9f281.pdf | http://prodrep.mrsteam.com/DocumentResources/97338af5-9f1c-46f1-b329-3fd508749a21.pdf | http://prodrep.mrsteam.com/DocumentResources/fb82c221-da8d-4d90-ae1e-66670ba7542f.pdf | YES | Plastic; Metal | N/A | YES | N/A | YES | NO | YES | YES | YES | N/A | N/A | Wall-Mount | NO | 1; EA | NO | NO | NO | NO | PESTICIDE/AEROSOL: NO | CHEMICAL/SOLVENT: NO | Lead: No Mercury: No Silver: Yes, below Cadmium: No Chromium: No Barium: No Arsenic: No Selenium: No | PARCEL | 70 | N/A | N/A | N/A | N/A | N/A | N/A | N/A | YES | HARDWIRED | N/A | N/A | N/A | NO | N/A | N/A | N/A | N/A | N/A | N/A | N/A | N/A | N/A | N/A | N/A | N/A | N/A | N/A | N/A | N/A | N/A | N/A | N/A | N/A | N/A | N/A | N/A | NO | NO | NO | 2017-06-24 | Mr. Steam Price Book 2017 | 2
MSITPLUSSQ-PN | CONTROL | iTempoPlus | ACTIVE (ECOM) | iTempo Plus Square Steam Shower Control in Polished Nickel | 767931150500 | 00767931150500 | POLISHED NICKEL | iTempo Plus Time & Temperature Square Control in Polished Nickel with matching AromaSteam SteamHead. For generator models MS90E to MSSUPER6E | 1300 | 910 | 2019-04-01 | Yes | 1.4 | 5 | 4.5 | 1.25 | 5 x 4.5 x 1.25 | 5 | 10 | 8 | 4 | 10 x 8 x 4 | Its never been easier to optimize your steam shower experience. With an elegant design and easy to use interface, you can control more than steam. Connect AromaSteam and ChromaSteam systems to create a personalized wellness center. | Set the perfect steam temperature for multiple users | ChromaSteam lighting & AromaSteam infusion | Never wonder what time , day or date it is in your SteamShower or bathroom | Manufactured in strong, durable and long lasting solid brass | Compliment any bathroom design with one of 11 designer or glass finishes | Operates with optional SteamLinx™ | Control includes digital clock |  |  |  | N/A | N/A | N/A | N/A | NO | N/A | All eSeries Generators | 103990-60; MSTS | N/A | N/A | https://cdn.intelligencebank.com/us/share/B3R/KeX0/21y6/original/steam-logo-white.jpg | http://public2.intelligencebank.com/e2c56f829e1e5d82347c365bf31980f6/157ddfc1e6e4e562d37859c05cd88296/MSITPLUSSQ-PN.jpg | http://public2.intelligencebank.com/e2c56f829e1e5d82347c365bf31980f6/3e5e5f60d2969c730a37830189d989b2/MSITPLUSSQ-PN_front.jpg | http://public2.intelligencebank.com/e2c56f829e1e5d82347c365bf31980f6/2d41426a2cb2a8464031a59eb344f91c/MSITPLUSSQ-PN_side.jpg | https://vimeo.com/58153234 | https://vimeo.com/58153232 | https://vimeo.com/59511904 | https://vimeo.com/66350508 | http://prodrep.mrsteam.com/DocumentResources/d1f0ef4a-aa86-4f9f-b8e4-ceba8ace31f3.pdf | N/A | http://prodrep.mrsteam.com/DocumentResources/278f8bd4-e4dd-4dc6-bbf8-9b48e09be4aa.pdf | 1419306 | N/A | UNITED STATES | http://prodrep.mrsteam.com/DocumentResources/d6a61c17-60ee-4efc-b1ec-4fa4cb6c55b8.pdf | 72 HOURS | http://prodrep.mrsteam.com/DocumentResources/b759ed5f-4528-45f1-b6f1-e22967c9f281.pdf | http://prodrep.mrsteam.com/DocumentResources/97338af5-9f1c-46f1-b329-3fd508749a21.pdf | http://prodrep.mrsteam.com/DocumentResources/fb82c221-da8d-4d90-ae1e-66670ba7542f.pdf | YES | Plastic; Metal | N/A | YES | N/A | YES | NO | YES | YES | YES | N/A | N/A | Wall-Mount | NO | 1; EA | NO | NO | NO | NO | PESTICIDE/AEROSOL: NO | CHEMICAL/SOLVENT: NO | Lead: No Mercury: No Silver: Yes, below Cadmium: No Chromium: No Barium: No Arsenic: No Selenium: No | PARCEL | 70 | N/A | N/A | N/A | N/A | N/A | N/A | N/A | YES | HARDWIRED | N/A | N/A | N/A | NO | N/A | N/A | N/A | N/A | N/A | N/A | N/A | N/A | N/A | N/A | N/A | N/A | N/A | N/A | N/A | N/A | N/A | N/A | N/A | N/A | N/A | N/A | N/A | NO | NO | NO | 2017-06-24 | Mr. Steam Price Book 2017 | 2
MSITPLUSSQ-RAW | CONTROL | iTempoPlus | ACTIVE (ECOM) | iTempo Plus Square Steam Shower Control in Custom Plating | 767931150227 | 00767931150227 | CUSTOM PLATING | iTempo Plus Time & Temperature Square Control in custom plating finish with matching AromaSteam SteamHead. For generator models MS90E to MSSUPER6E | 1300 | 910 | 2019-04-01 | Yes | 1.4 | 5 | 4.5 | 1.25 | 5 x 4.5 x 1.25 | 5 | 10 | 8 | 4 | 10 x 8 x 4 | Its never been easier to optimize your steam shower experience. With an elegant design and easy to use interface, you can control more than steam. Connect AromaSteam and ChromaSteam systems to create a personalized wellness center. | Set the perfect steam temperature for multiple users | ChromaSteam lighting & AromaSteam infusion | Never wonder what time , day or date it is in your SteamShower or bathroom | Manufactured in strong, durable and long lasting solid brass | Compliment any bathroom design with one of 11 designer or glass finishes | Operates with optional SteamLinx™ | Control includes digital clock |  |  |  | N/A | N/A | N/A | N/A | NO | N/A | All eSeries Generators | 103990-60; MSTS | N/A | N/A | https://cdn.intelligencebank.com/us/share/B3R/KeX0/21y6/original/steam-logo-white.jpg | http://public2.intelligencebank.com/e2c56f829e1e5d82347c365bf31980f6/04a181018cabca4a53f06b4b08709289/MSITPLUSSQ-RAW.jpg | N/A | N/A | https://vimeo.com/58153234 | https://vimeo.com/58153232 | https://vimeo.com/59511904 | https://vimeo.com/66350508 | http://prodrep.mrsteam.com/DocumentResources/d1f0ef4a-aa86-4f9f-b8e4-ceba8ace31f3.pdf | N/A | http://prodrep.mrsteam.com/DocumentResources/278f8bd4-e4dd-4dc6-bbf8-9b48e09be4aa.pdf | 1419306 | N/A | UNITED STATES | http://prodrep.mrsteam.com/DocumentResources/d6a61c17-60ee-4efc-b1ec-4fa4cb6c55b8.pdf | 72 HOURS | http://prodrep.mrsteam.com/DocumentResources/b759ed5f-4528-45f1-b6f1-e22967c9f281.pdf | http://prodrep.mrsteam.com/DocumentResources/97338af5-9f1c-46f1-b329-3fd508749a21.pdf | http://prodrep.mrsteam.com/DocumentResources/fb82c221-da8d-4d90-ae1e-66670ba7542f.pdf | YES | Plastic; Metal | N/A | YES | N/A | YES | NO | YES | YES | YES | N/A | N/A | Wall-Mount | NO | 1; EA | NO | NO | NO | NO | PESTICIDE/AEROSOL: NO | CHEMICAL/SOLVENT: NO | Lead: No Mercury: No Silver: Yes, below Cadmium: No Chromium: No Barium: No Arsenic: No Selenium: No | PARCEL | 70 | N/A | N/A | N/A | N/A | N/A | N/A | N/A | YES | HARDWIRED | N/A | N/A | N/A | NO | N/A | N/A | N/A | N/A | N/A | N/A | N/A | N/A | N/A | N/A | N/A | N/A | N/A | N/A | N/A | N/A | N/A | N/A | N/A | N/A | N/A | N/A | N/A | NO | NO | NO | 2017-06-24 | Mr. Steam Price Book 2017 | 2
MSITPLUSSQ-SB | CONTROL | iTempoPlus | ACTIVE (ECOM) | iTempo Plus Square Steam Shower Control in Satin Brass | 767931910852 | 00767931910852 | SATIN BRASS | iTempo Plus Time & Temperature Square Control in custom plating finish with matching AromaSteam SteamHead. For generator models MS90E to MSSUPER6E | 1300 | 910 | 2019-04-01 | Yes | 1.4 | 5 | 4.5 | 1.25 | 5 x 4.5 x 1.25 | 5 | 10 | 8 | 4 | 10 x 8 x 4 | Its never been easier to optimize your steam shower experience. With an elegant design and easy to use interface, you can control more than steam. Connect AromaSteam and ChromaSteam systems to create a personalized wellness center. | Set the perfect steam temperature for multiple users | ChromaSteam lighting & AromaSteam infusion | Never wonder what time , day or date it is in your SteamShower or bathroom | Manufactured in strong, durable and long lasting solid brass | Compliment any bathroom design with one of 11 designer or glass finishes | Operates with optional SteamLinx™ | Control includes digital clock |  |  |  | N/A | N/A | N/A | N/A | NO | N/A | All eSeries Generators | 103990-60; MSTS | N/A | N/A | https://cdn.intelligencebank.com/us/share/B3R/KeX0/21y6/original/steam-logo-white.jpg | http://public2.intelligencebank.com/e2c56f829e1e5d82347c365bf31980f6/3aed15af6d156ad0bfea69ac7cd7228c/MSITPLUSSQ-SB.jpg | http://public2.intelligencebank.com/e2c56f829e1e5d82347c365bf31980f6/49b5a2d39c2facafd49b0aaf74a0e3b5/MSITPLUSSQ-SB_front.jpg | http://public2.intelligencebank.com/e2c56f829e1e5d82347c365bf31980f6/e00cd5d79cc24378a2b68ea071b74ac2/MSITPLUSSQ-SB_Side.jpg | https://vimeo.com/58153234 | https://vimeo.com/58153232 | https://vimeo.com/59511904 | https://vimeo.com/66350508 | http://prodrep.mrsteam.com/DocumentResources/d1f0ef4a-aa86-4f9f-b8e4-ceba8ace31f3.pdf | N/A | http://prodrep.mrsteam.com/DocumentResources/278f8bd4-e4dd-4dc6-bbf8-9b48e09be4aa.pdf | 1419306 | N/A | UNITED STATES | http://prodrep.mrsteam.com/DocumentResources/d6a61c17-60ee-4efc-b1ec-4fa4cb6c55b8.pdf | 72 HOURS | http://prodrep.mrsteam.com/DocumentResources/b759ed5f-4528-45f1-b6f1-e22967c9f281.pdf | http://prodrep.mrsteam.com/DocumentResources/97338af5-9f1c-46f1-b329-3fd508749a21.pdf | http://prodrep.mrsteam.com/DocumentResources/fb82c221-da8d-4d90-ae1e-66670ba7542f.pdf | YES | Plastic; Metal | N/A | YES | N/A | YES | NO | YES | YES | YES | N/A | N/A | Wall-Mount | NO | 1; EA | NO | NO | NO | NO | PESTICIDE/AEROSOL: NO | CHEMICAL/SOLVENT: NO | Lead: No Mercury: No Silver: Yes, below Cadmium: No Chromium: No Barium: No Arsenic: No Selenium: No | PARCEL | 70 | N/A | N/A | N/A | N/A | N/A | N/A | N/A | YES | HARDWIRED | N/A | N/A | N/A | NO | N/A | N/A | N/A | N/A | N/A | N/A | N/A | N/A | N/A | N/A | N/A | N/A | N/A | N/A | N/A | N/A | N/A | N/A | N/A | N/A | N/A | N/A | N/A | NO | NO | NO | 2017-06-24 | Mr. Steam Price Book 2017 | 2
MSITPLUSSQ-WH | CONTROL | iTempoPlus | ACTIVE (ECOM) | iTempo Plus Square Steam Shower Control in White with Polished Chrome Bezel | 767931910241 | 00767931910241 | WHITE | iTempo Plus Time & Temperature Square Control in White Glass finish with matching AromaSteam SteamHead. For generator models MS90E to MSSUPER6E | 1300 | 910 | 2019-04-01 | Yes | 1.4 | 5 | 4.5 | 1.25 | 5 x 4.5 x 1.25 | 5 | 10 | 8 | 4 | 10 x 8 x 4 | Its never been easier to optimize your steam shower experience. With an elegant design and easy to use interface, you can control more than steam. Connect AromaSteam and ChromaSteam systems to create a personalized wellness center. | Set the perfect steam temperature for multiple users | ChromaSteam lighting & AromaSteam infusion | Never wonder what time , day or date it is in your SteamShower or bathroom | Manufactured in strong, durable and long lasting solid brass | Compliment any bathroom design with one of 11 designer or glass finishes | Operates with optional SteamLinx™ | Control includes digital clock |  |  |  | N/A | N/A | N/A | N/A | NO | N/A | All eSeries Generators | 103990-60; MSTS | N/A | N/A | https://cdn.intelligencebank.com/us/share/B3R/KeX0/21y6/original/steam-logo-white.jpg | http://public2.intelligencebank.com/e2c56f829e1e5d82347c365bf31980f6/99fd05ab4532375746503f0d03664392/MSITPLUSSQ-WH.jpg | http://public2.intelligencebank.com/e2c56f829e1e5d82347c365bf31980f6/a5ee3a8ec81d47361131d2f767087d9c/MSITPLUSSQ-WH_front.jpg | http://public2.intelligencebank.com/e2c56f829e1e5d82347c365bf31980f6/4516a90a2a4646d22506976902605a5b/MSITPLUSSQ-WH_side.jpg | https://vimeo.com/58153234 | https://vimeo.com/58153232 | https://vimeo.com/59511904 | https://vimeo.com/66350508 | http://prodrep.mrsteam.com/DocumentResources/d1f0ef4a-aa86-4f9f-b8e4-ceba8ace31f3.pdf | N/A | http://prodrep.mrsteam.com/DocumentResources/278f8bd4-e4dd-4dc6-bbf8-9b48e09be4aa.pdf | 1419306 | N/A | UNITED STATES | http://prodrep.mrsteam.com/DocumentResources/d6a61c17-60ee-4efc-b1ec-4fa4cb6c55b8.pdf | 72 HOURS | http://prodrep.mrsteam.com/DocumentResources/b759ed5f-4528-45f1-b6f1-e22967c9f281.pdf | http://prodrep.mrsteam.com/DocumentResources/97338af5-9f1c-46f1-b329-3fd508749a21.pdf | http://prodrep.mrsteam.com/DocumentResources/fb82c221-da8d-4d90-ae1e-66670ba7542f.pdf | NO | Plastic; Metal | N/A | YES | N/A | YES | NO | YES | YES | YES | N/A | N/A | Wall-Mount | NO | 1; EA | NO | NO | NO | NO | PESTICIDE/AEROSOL: NO | CHEMICAL/SOLVENT: NO | Lead: No Mercury: No Silver: Yes, below Cadmium: No Chromium: No Barium: No Arsenic: No Selenium: No | PARCEL | 70 | N/A | N/A | N/A | N/A | N/A | N/A | N/A | YES | HARDWIRED | N/A | N/A | N/A | NO | N/A | N/A | N/A | N/A | N/A | N/A | N/A | N/A | N/A | N/A | N/A | N/A | N/A | N/A | N/A | N/A | N/A | N/A | N/A | N/A | N/A | N/A | N/A | NO | NO | NO | 2017-06-24 | Mr. Steam Price Book 2017 | 2
MSLIGHTRCS-PN | ACCESSORY | Recessed Lights | DISCONTINUED | Recessed Light in Polished Nickel | 767931903700 | 00767931903700 | POLISHED NICKEL | Recessed Light For Steam Room, 75W PAR30 Lamp, 120v ETL Rated - Nickel | 1100 | 770 | 2019-04-01 | Yes | 14 | 13.75 | 12.25 | 8.05 | 13.75 x 12.25 x 8.05 | 16 | 16 | 17 | 10 | 16 x 17 x 10 | Our Recessed Lights are crafted from stainless steel and assembled with meticulous attention to detail. You don't need to worry about steam room moisture and temperature levels with this 120 Volt light. It utilizes a Halogen PAR 30, 75 Watt lamp and every component is designed and developed to be energy efficient. | Can be controlled from a wall switch or dimmer switch | Ease of install with standard sized hanger bars | Halogen PAR 30 bulb | Energy efficient lamp | [6 empty] | N/A | 50 | 120 | N/A | NO | N/A | N/A | N/A | N/A | N/A | https://cdn.intelligencebank.com/us/share/B3R/KeX0/21y6/original/steam-logo-white.jpg | http://public2.intelligencebank.com/e2c56f829e1e5d82347c365bf31980f6/7243a7609fb265f17d904184cc7a4b1e/MSLIGHTRCS-PN.jpg | N/A | N/A | https://vimeo.com/58153234 | https://vimeo.com/58153232 | N/A | N/A | http://prodrep.mrsteam.com/DocumentResources/d1f0ef4a-aa86-4f9f-b8e4-ceba8ace31f3.pdf | N/A | N/A | 1305509 | N/A | UNITED STATES | http://prodrep.mrsteam.com/DocumentResources/d6a61c17-60ee-4efc-b1ec-4fa4cb6c55b8.pdf | 72 HOURS |  |  | http://prodrep.mrsteam.com/DocumentResources/fb82c221-da8d-4d90-ae1e-66670ba7542f.pdf | NO | Plastic; Metal | ETL Listed | NO | N/A | YES | NO | YES | NO | NO | N/A | N/A | Wall-Mount or Floor-Mount | NO | 1; EA | NO | NO | NO | NO | PESTICIDE/AEROSOL: NO | CHEMICAL/SOLVENT: NO | Lead: No Mercury: No Silver: Yes, below Cadmium: No Chromium: No Barium: No Arsenic: No Selenium: No | PARCEL | 70 | N/A | N/A | N/A | N/A | N/A | N/A | N/A | N/A | N/A | N/A | N/A | N/A | NO | N/A | N/A | N/A | N/A | N/A | N/A | N/A | N/A | N/A | N/A | N/A | N/A | N/A | N/A | N/A | N/A | N/A | N/A | N/A | N/A | N/A | N/A | N/A | NO | NO | NO | 2017-06-24 | Mr. Steam Price Book 2017 | N/A
MSLIGHTRCS-SSP | ACCESSORY | Recessed Lights | DISCONTINUED | Recessed Light in Polished Stainless Steel | 767931903694 | 00767931903694 | STAINLESS STEEL POLISHED | Recessed Light For Steam Room, 75W PAR30 Lamp, 120v ETL Rated - Stainless Steel | 1000 | 700 | 2019-04-01 | Yes | 14 | 13.75 | 12.25 | 8.05 | 13.75 x 12.25 x 8.05 | 16 | 16 | 17 | 10 | 16 x 17 x 10 | Our Recessed Lights are crafted from stainless steel and assembled with meticulous attention to detail. You don't need to worry about steam room moisture and temperature levels with this 120 Volt light. It utilizes a Halogen PAR 30, 75 Watt lamp and every component is designed and developed to be energy efficient. | Can be controlled from a wall switch or dimmer switch | Ease of install with standard sized hanger bars | Halogen PAR 30 bulb | Energy efficient lamp | [6 empty] | N/A | 50 | 120 | N/A | NO | N/A | N/A | N/A | N/A | N/A | https://cdn.intelligencebank.com/us/share/B3R/KeX0/21y6/original/steam-logo-white.jpg | http://public2.intelligencebank.com/e2c56f829e1e5d82347c365bf31980f6/79444b334b1657a4850dc54860d729f6/MSLIGHTRCS-SSP.jpg | N/A | N/A | https://vimeo.com/58153234 | https://vimeo.com/58153232 | N/A | N/A | http://prodrep.mrsteam.com/DocumentResources/d1f0ef4a-aa86-4f9f-b8e4-ceba8ace31f3.pdf | N/A | N/A | 1305509 | N/A | UNITED STATES | http://prodrep.mrsteam.com/DocumentResources/d6a61c17-60ee-4efc-b1ec-4fa4cb6c55b8.pdf | 72 HOURS |  |  | http://prodrep.mrsteam.com/DocumentResources/fb82c221-da8d-4d90-ae1e-66670ba7542f.pdf | NO | Plastic; Metal | ETL Listed | NO | N/A | YES | NO | YES | NO | NO | N/A | N/A | Wall-Mount or Floor-Mount | NO | 1; EA | NO | NO | NO | NO | PESTICIDE/AEROSOL: NO | CHEMICAL/SOLVENT: NO | Lead: No Mercury: No Silver: Yes, below Cadmium: No Chromium: No Barium: No Arsenic: No Selenium: No | PARCEL | 70 | N/A | N/A | N/A | N/A | N/A | N/A | N/A | N/A | N/A | N/A | N/A | N/A | NO | N/A | N/A | N/A | N/A | N/A | N/A | N/A | N/A | N/A | N/A | N/A | N/A | N/A | N/A | N/A | N/A | N/A | N/A | N/A | N/A | N/A | N/A | N/A | NO | NO | NO | 2017-06-24 | Mr. Steam Price Book 2017 | N/A
MS-OIL1 | OIL | Essential Oil | ACTIVE (ECOM) | Eucalyptus Aromasteam Oil one liter 33oz bottle for use with AromaSteam pump | 767931110795 | 00767931110795 | N/A | AromaSteam Oils, 1L. (33 oz.) for AromaSteam System only. EUCALYPTUS | 130 | 91 | 2019-04-01 | Yes | 2.1 | 9.5 | 3.5 | 2.5 | 9.5 x 3.5 x 2.5 | 4 | 10 | 7 | 4 | 10 x 7 x 4 | Aromatherapy has been recognized for centuries as having potentially profound healing effects. Aromatherapy was mankind’s first medicine, a holistic practice of caring for the body using botanical oils. Essential oils can help awaken and stimulate, or relax and promote better sleep. The MrSteam Aromas are a unique collection of natural fragrances, available in 1-liter bottles, that enrich the steam experience. Each aromatic oil offers a distinct fragrance with characteristic benefits. | Infuse your steam with AromaSteam bottles | Specially formulated & packaged for use with the AromaSteam system | 1 liter bottle | Approximate 120 20-minute steam sessions | [6 empty] | N/A | N/A | N/A | N/A | NO | N/A | All eSeries Generators | N/A | 34 FL. OZ | EUCALYPTUS | https://cdn.intelligencebank.com/us/share/B3R/KeX0/21y6/original/steam-logo-white.jpg | http://public2.intelligencebank.com/e2c56f829e1e5d82347c365bf31980f6/39e095d0701f1278e450f73513b4457a/MS-OIL1.jpg | N/A | N/A | https://vimeo.com/58153234 | https://vimeo.com/58153232 | N/A | N/A | http://prodrep.mrsteam.com/DocumentResources/d1f0ef4a-aa86-4f9f-b8e4-ceba8ace31f3.pdf | N/A | N/A | 1454253 | N/A | UNITED STATES | N/A | 72 HOURS | N/A | http://prodrep.mrsteam.com/DocumentResources/805b5799-a245-41fb-98e3-44230f966852.pdf | http://prodrep.mrsteam.com/DocumentResources/fb82c221-da8d-4d90-ae1e-66670ba7542f.pdf | NO | Oil | N/A | NO | N/A | NO | NO | YES | NO | NO | N/A | N/A | No Installation Needed | NO | 1; EA | NO | NO | NO | NO | PESTICIDE/AEROSOL: NO | CHEMICAL/SOLVENT: YES | Lead: No Mercury: No Silver: No Cadmium: No Chromium: No Barium: No Arsenic: No Selenium: No | PARCEL | 70 | N/A | N/A | N/A | N/A | N/A | N/A | N/A | N/A | N/A | N/A | N/A | N/A | YES | N/A | N/A | N/A | N/A | N/A | N/A | N/A | N/A | N/A | N/A | N/A | N/A | N/A | N/A | N/A | N/A | N/A | N/A | N/A | N/A | N/A | N/A | N/A | NO | NO | NO | 2017-06-24 | Mr. Steam Price Book 2017 | N/A
MS-OIL2 | OIL | Essential Oil | ACTIVE (ECOM) | Lanvender Aromasteam Oil one liter 33oz bottle for use with AromaSteam pump | 767931110801 | 00767931110801 | N/A | AromaSteam Oils, 1L. (33 oz.) for AromaSteam System only. LAVENDER | 130 | 91 | 2019-04-01 | Yes | 2.1 | 9.5 | 3.5 | 2.5 | 9.5 x 3.5 x 2.5 | 4 | 10 | 7 | 4 | 10 x 7 x 4 | Aromatherapy has been recognized for centuries as having potentially profound healing effects. Aromatherapy was mankind’s first medicine, a holistic practice of caring for the body using botanical oils. Essential oils can help awaken and stimulate, or relax and promote better sleep. The MrSteam Aromas are a unique collection of natural fragrances, available in 1-liter bottles, that enrich the steam experience. Each aromatic oil offers a distinct fragrance with characteristic benefits. | Infuse your steam with AromaSteam bottles | Specially formulated & packaged for use with the AromaSteam system | 1 liter bottle | Approximate 120 20-minute steam sessions | [6 empty] | N/A | N/A | N/A | N/A | NO | N/A | All eSeries Generators | N/A | 34 FL. OZ | LAVENDER | https://cdn.intelligencebank.com/us/share/B3R/KeX0/21y6/original/steam-logo-white.jpg | http://public2.intelligencebank.com/e2c56f829e1e5d82347c365bf31980f6/e689c853e8d7eb63042e6037c5d2ec0f/MS-OIL2.jpg | N/A | N/A | https://vimeo.com/58153234 | https://vimeo.com/58153232 | N/A | N/A | http://prodrep.mrsteam.com/DocumentResources/d1f0ef4a-aa86-4f9f-b8e4-ceba8ace31f3.pdf | N/A | N/A | 1454253 | N/A | UNITED STATES | N/A | 72 HOURS | N/A | http://prodrep.mrsteam.com/DocumentResources/805b5799-a245-41fb-98e3-44230f966852.pdf | http://prodrep.mrsteam.com/DocumentResources/fb82c221-da8d-4d90-ae1e-66670ba7542f.pdf | NO | Oil | N/A | NO | N/A | NO | NO | YES | NO | NO | N/A | N/A | No Installation Needed | NO | 1; EA | NO | NO | NO | NO | PESTICIDE/AEROSOL: NO | CHEMICAL/SOLVENT: YES | Lead: No Mercury: No Silver: No Cadmium: No Chromium: No Barium: No Arsenic: No Selenium: No | PARCEL | 70 | N/A | N/A | N/A | N/A | N/A | N/A | N/A | N/A | N/A | N/A | N/A | N/A | YES | N/A | N/A | N/A | N/A | N/A | N/A | N/A | N/A | N/A | N/A | N/A | N/A | N/A | N/A | N/A | N/A | N/A | N/A | N/A | N/A | N/A | N/A | N/A | NO | NO | NO | 2017-06-24 | Mr. Steam Price Book 2017 | N/A
MS-OIL3 | OIL | Essential Oil | ACTIVE (ECOM) | Evergreen Aromasteam Oil one liter 33oz bottle for use with AromaSteam pump | 767931110818 | 00767931110818 | N/A | AromaSteam Oils, 1L. (33 oz.) for AromaSteam System only. EVERGREEN | 130 | 91 | 2019-04-01 | Yes | 2.1 | 9.5 | 3.5 | 2.5 | 9.5 x 3.5 x 2.5 | 4 | 10 | 7 | 4 | 10 x 7 x 4 | Aromatherapy has been recognized for centuries as having potentially profound healing effects. Aromatherapy was mankind’s first medicine, a holistic practice of caring for the body using botanical oils. Essential oils can help awaken and stimulate, or relax and promote better sleep. The MrSteam Aromas are a unique collection of natural fragrances, available in 1-liter bottles, that enrich the steam experience. Each aromatic oil offers a distinct fragrance with characteristic benefits. | Infuse your steam with AromaSteam bottles | Specially formulated & packaged for use with the AromaSteam system | 1 liter bottle | Approximate 120 20-minute steam sessions | [6 empty] | N/A | N/A | N/A | N/A | NO | N/A | All eSeries Generators | N/A | 34 FL. OZ | EVERGREEN | https://cdn.intelligencebank.com/us/share/B3R/KeX0/21y6/original/steam-logo-white.jpg | http://public2.intelligencebank.com/e2c56f829e1e5d82347c365bf31980f6/39e095d0701f1278e450f73513b4457a/MS-OIL1.jpg | N/A | N/A | https://vimeo.com/58153234 | https://vimeo.com/58153232 | N/A | N/A | http://prodrep.mrsteam.com/DocumentResources/d1f0ef4a-aa86-4f9f-b8e4-ceba8ace31f3.pdf | N/A | N/A | 1454253 | N/A | UNITED STATES | N/A | 72 HOURS | N/A | http://prodrep.mrsteam.com/DocumentResources/805b5799-a245-41fb-98e3-44230f966852.pdf | http://prodrep.mrsteam.com/DocumentResources/fb82c221-da8d-4d90-ae1e-66670ba7542f.pdf | NO | Oil | N/A | NO | N/A | NO | NO | YES | NO | NO | N/A | N/A | No Installation Needed | NO | 1; EA | NO | NO | NO | NO | PESTICIDE/AEROSOL: NO | CHEMICAL/SOLVENT: YES | Lead: No Mercury: No Silver: No Cadmium: No Chromium: No Barium: No Arsenic: No Selenium: No | PARCEL | 70 | N/A | N/A | N/A | N/A | N/A | N/A | N/A | N/A | N/A | N/A | N/A | N/A | YES | N/A | N/A | N/A | N/A | N/A | N/A | N/A | N/A | N/A | N/A | N/A | N/A | N/A | N/A | N/A | N/A | N/A | N/A | N/A | N/A | N/A | N/A | N/A | NO | NO | NO | 2017-06-24 | Mr. Steam Price Book 2017 | N/A
MS-OIL4 | OIL | Essential Oil | ACTIVE (ECOM) | Energizing Mint Aromasteam Oil one liter 33oz bottle for use with AromaSteam pump | 767931110825 | 00767931110825 | N/A | AromaSteam Oils, 1L. (33 oz.) for AromaSteam System only. ENERGIZING MINT | 130 | 91 | 2019-04-01 | Yes | 2.1 | 9.5 | 3.5 | 2.5 | 9.5 x 3.5 x 2.5 | 4 | 10 | 7 | 4 | 10 x 7 x 4 | Aromatherapy has been recognized for centuries as having potentially profound healing effects. Aromatherapy was mankind’s first medicine, a holistic practice of caring for the body using botanical oils. Essential oils can help awaken and stimulate, or relax and promote better sleep. The MrSteam Aromas are a unique collection of natural fragrances, available in 1-liter bottles, that enrich the steam experience. Each aromatic oil offers a distinct fragrance with characteristic benefits. | Infuse your steam with AromaSteam bottles | Specially formulated & packaged for use with the AromaSteam system | 1 liter bottle | Approximate 120 20-minute steam sessions | [6 empty] | N/A | N/A | N/A | N/A | NO | N/A | All eSeries Generators | N/A | 34 FL. OZ | MINT | https://cdn.intelligencebank.com/us/share/B3R/KeX0/21y6/original/steam-logo-white.jpg | http://public2.intelligencebank.com/e2c56f829e1e5d82347c365bf31980f6/39e095d0701f1278e450f73513b4457a/MS-OIL1.jpg | N/A | N/A | https://vimeo.com/58153234 | https://vimeo.com/58153232 | N/A | N/A | http://prodrep.mrsteam.com/DocumentResources/d1f0ef4a-aa86-4f9f-b8e4-ceba8ace31f3.pdf | N/A | N/A | 1454253 | N/A | UNITED STATES | N/A | 72 HOURS | N/A | http://prodrep.mrsteam.com/DocumentResources/805b5799-a245-41fb-98e3-44230f966852.pdf | http://prodrep.mrsteam.com/DocumentResources/fb82c221-da8d-4d90-ae1e-66670ba7542f.pdf | NO | Oil | N/A | NO | N/A | NO | NO | YES | NO | NO | N/A | N/A | No Installation Needed | NO | 1; EA | NO | NO | NO | NO | PESTICIDE/AEROSOL: NO | CHEMICAL/SOLVENT: YES | Lead: No Mercury: No Silver: No Cadmium: No Chromium: No Barium: No Arsenic: No Selenium: No | PARCEL | 70 | N/A | N/A | N/A | N/A | N/A | N/A | N/A | N/A | N/A | N/A | N/A | N/A | YES | N/A | N/A | N/A | N/A | N/A | N/A | N/A | N/A | N/A | N/A | N/A | N/A | N/A | N/A | N/A | N/A | N/A | N/A | N/A | N/A | N/A | N/A | N/A | NO | NO | NO | 2017-06-24 | Mr. Steam Price Book 2017 | N/A
MS-OIL5 | OIL | Essential Oil | ACTIVE (ECOM) | Breathe Aromasteam Oil one liter 33oz bottle for use with AromaSteam pump | 767931110832 | 00767931110832 | N/A | AromaSteam Oils, 1L. (33 oz.) for AromaSteam System only. BREATHE | 130 | 91 | 2019-04-01 | Yes | 2.1 | 9.5 | 3.5 | 2.5 | 9.5 x 3.5 x 2.5 | 4 | 10 | 7 | 4 | 10 x 7 x 4 | Aromatherapy has been recognized for centuries as having potentially profound healing effects. Aromatherapy was mankind’s first medicine, a holistic practice of caring for the body using botanical oils. Essential oils can help awaken and stimulate, or relax and promote better sleep. The MrSteam Aromas are a unique collection of natural fragrances, available in 1-liter bottles, that enrich the steam experience. Each aromatic oil offers a distinct fragrance with characteristic benefits. | Infuse your steam with AromaSteam bottles | Specially formulated & packaged for use with the AromaSteam system | 1 liter bottle | Approximate 120 20-minute steam sessions | [6 empty] | N/A | N/A | N/A | N/A | NO | N/A | All eSeries Generators | N/A | 34 FL. OZ | BREATHE | https://cdn.intelligencebank.com/us/share/B3R/KeX0/21y6/original/steam-logo-white.jpg | http://public2.intelligencebank.com/e2c56f829e1e5d82347c365bf31980f6/39e095d0701f1278e450f73513b4457a/MS-OIL1.jpg | N/A | N/A | https://vimeo.com/58153234 | https://vimeo.com/58153232 | N/A | N/A | http://prodrep.mrsteam.com/DocumentResources/d1f0ef4a-aa86-4f9f-b8e4-ceba8ace31f3.pdf | N/A | N/A | 1454253 | N/A | UNITED STATES | N/A | 72 HOURS | N/A | http://prodrep.mrsteam.com/DocumentResources/805b5799-a245-41fb-98e3-44230f966852.pdf | http://prodrep.mrsteam.com/DocumentResources/fb82c221-da8d-4d90-ae1e-66670ba7542f.pdf | NO | Oil | N/A | NO | N/A | NO | NO | YES | NO | NO | N/A | N/A | No Installation Needed | NO | 1; EA | NO | NO | NO | NO | PESTICIDE/AEROSOL: NO | CHEMICAL/SOLVENT: YES | Lead: No Mercury: No Silver: No Cadmium: No Chromium: No Barium: No Arsenic: No Selenium: No | PARCEL | 70 | N/A | N/A | N/A | N/A | N/A | N/A | N/A | N/A | N/A | N/A | N/A | N/A | YES | N/A | N/A | N/A | N/A | N/A | N/A | N/A | N/A | N/A | N/A | N/A | N/A | N/A | N/A | N/A | N/A | N/A | N/A | N/A | N/A | N/A | N/A | N/A | NO | NO | NO | 2017-06-24 | Mr. Steam Price Book 2017 | N/A
MSSPEAKERSRD-BK | ACCESSORY | MusicTherapy | ACTIVE (ECOM) | Round Speakers in Black | 767931903663 | 00767931903663 | BLACK | TWO (2) 6 1/2 Inch diameter in-shower, flush mount two-way speakers (ROUND) | 275 | 192.5 | 2019-04-01 | Yes | 1.55 | 6.5 | 6.5 | 2.75 | 6.5 x 6.5 x 2.75 | 6 | 18 | 10 | 7 | 18 x 10 x 7 | Custom designed to bring rich sound to your shower—and to look good while doing it. Designed to be fully splash-proof and flushmount in style, these speakers have a peak output of 60 watts, with powerful bass and crystal clear mids and highs. They’re musicready from any source via standard speaker wiring. *Included in the iDREAM Package | Ceiling, flush mount | 2-way marine-grade speakers, polypropylene cones | ABS frames with white/black powder-coated grills | Designed for use inside or outside the shower enclosure | [6 empty] | N/A | N/A | N/A | N/A | NO | N/A | N/A | N/A | N/A | N/A | https://cdn.intelligencebank.com/us/share/B3R/KeX0/21y6/original/steam-logo-white.jpg | http://public2.intelligencebank.com/e2c56f829e1e5d82347c365bf31980f6/a25b8f588d0edc36b8ad7f63f5039f5f/MSSPEAKERSRD-BK.jpg | N/A | N/A | https://vimeo.com/58153234 | https://vimeo.com/58153232 | N/A | N/A | http://prodrep.mrsteam.com/DocumentResources/d1f0ef4a-aa86-4f9f-b8e4-ceba8ace31f3.pdf | N/A | http://prodrep.mrsteam.com/DocumentResources/278f8bd4-e4dd-4dc6-bbf8-9b48e09be4aa.pdf | N/A | N/A | UNITED STATES | http://prodrep.mrsteam.com/DocumentResources/d6a61c17-60ee-4efc-b1ec-4fa4cb6c55b8.pdf | 72 HOURS | http://prodrep.mrsteam.com/DocumentResources/8a2cdec3-3c23-43d4-a441-b28dc9f074ac.pdf | http://prodrep.mrsteam.com/DocumentResources/c102a97c-8319-4d46-b997-2dbdc529a248.pdf | http://prodrep.mrsteam.com/DocumentResources/fb82c221-da8d-4d90-ae1e-66670ba7542f.pdf | NO | Plastic; Metal | N/A | NO | N/A | YES | NO | YES | NO | NO | N/A | N/A | Wall-Mount or Floor-Mount | NO | 1; EA | NO | NO | NO | NO | PESTICIDE/AEROSOL: NO | CHEMICAL/SOLVENT: NO | Lead: No Mercury: No Silver: Yes, below Cadmium: No Chromium: No Barium: No Arsenic: No Selenium: No | PARCEL | 70 | N/A | N/A | N/A | N/A | N/A | N/A | N/A | N/A | N/A | N/A | N/A | N/A | NO | N/A | N/A | N/A | N/A | N/A | N/A | N/A | N/A | N/A | N/A | N/A | N/A | N/A | N/A | N/A | N/A | N/A | N/A | N/A | N/A | N/A | N/A | N/A | NO | NO | NO | 2017-06-24 | Mr. Steam Price Book 2017 | N/A
MSSPEAKERSRD-WH | ACCESSORY | MusicTherapy | ACTIVE (ECOM) | Round Speakers in White | 767931903649 | 00767931903649 | WHITE | TWO (2) 6 1/2 Inch diameter in-shower, flush mount two-way speakers (ROUND) | 275 | 192.5 | 2019-04-01 | Yes | 1.55 | 6.5 | 6.5 | 2.75 | 6.5 x 6.5 x 2.75 | 6 | 18 | 10 | 7 | 18 x 10 x 7 | Custom designed to bring rich sound to your shower—and to look good while doing it. Designed to be fully splash-proof and flushmount in style, these speakers have a peak output of 60 watts, with powerful bass and crystal clear mids and highs. They’re musicready from any source via standard speaker wiring. *Included in the iDREAM Package | Ceiling, flush mount | 2-way marine-grade speakers, polypropylene cones | ABS frames with white/black powder-coated grills | Designed for use inside or outside the shower enclosure | [6 empty] | N/A | N/A | N/A | N/A | NO | N/A | N/A | N/A | N/A | N/A | https://cdn.intelligencebank.com/us/share/B3R/KeX0/21y6/original/steam-logo-white.jpg | http://public2.intelligencebank.com/e2c56f829e1e5d82347c365bf31980f6/444f7d5bf0163378fc43ca02188a772f/MSSPEAKERSRD-WH.jpg | N/A | N/A | https://vimeo.com/58153234 | https://vimeo.com/58153232 | N/A | N/A | http://prodrep.mrsteam.com/DocumentResources/d1f0ef4a-aa86-4f9f-b8e4-ceba8ace31f3.pdf | N/A | http://prodrep.mrsteam.com/DocumentResources/278f8bd4-e4dd-4dc6-bbf8-9b48e09be4aa.pdf | N/A | N/A | UNITED STATES | http://prodrep.mrsteam.com/DocumentResources/d6a61c17-60ee-4efc-b1ec-4fa4cb6c55b8.pdf | 72 HOURS | http://prodrep.mrsteam.com/DocumentResources/8a2cdec3-3c23-43d4-a441-b28dc9f074ac.pdf | http://prodrep.mrsteam.com/DocumentResources/c102a97c-8319-4d46-b997-2dbdc529a248.pdf | http://prodrep.mrsteam.com/DocumentResources/fb82c221-da8d-4d90-ae1e-66670ba7542f.pdf | NO | Plastic; Metal | N/A | NO | N/A | YES | NO | YES | NO | NO | N/A | N/A | Wall-Mount or Floor-Mount | NO | 1; EA | NO | NO | NO | NO | PESTICIDE/AEROSOL: NO | CHEMICAL/SOLVENT: NO | Lead: No Mercury: No Silver: Yes, below Cadmium: No Chromium: No Barium: No Arsenic: No Selenium: No | PARCEL | 70 | N/A | N/A | N/A | N/A | N/A | N/A | N/A | N/A | N/A | N/A | N/A | N/A | NO | N/A | N/A | N/A | N/A | N/A | N/A | N/A | N/A | N/A | N/A | N/A | N/A | N/A | N/A | N/A | N/A | N/A | N/A | N/A | N/A | N/A | N/A | N/A | NO | NO | NO | 2017-06-24 | Mr. Steam Price Book 2017 | N/A
MSSPEAKERSSQ-BK | ACCESSORY | MusicTherapy | ACTIVE (ECOM) | Square Speakers in Black | 767931903670 | 00767931903670 | BLACK | TWO (2) 7.0625 Inch square in-shower, flush mount two-way speakers (SQUARE) | 275 | 192.5 | 2019-04-01 | Yes | 1.7 | 7 | 7 | 3 | 7 x 7 x 3 | 6 | 18 | 10 | 7 | 18 x 10 x 7 | Custom designed to bring rich sound to your shower—and to look good while doing it. Designed to be fully splash-proof and flushmount in style, these speakers have a peak output of 60 watts, with powerful bass and crystal clear mids and highs. They’re musicready from any source via standard speaker wiring. *Included in the iDREAM Package | Ceiling, flush mount | 2-way marine-grade speakers, polypropylene cones | ABS frames with white/black powder-coated grills | Designed for use inside or outside the shower enclosure | [6 empty] | N/A | N/A | N/A | N/A | NO | N/A | N/A | N/A | N/A | N/A | https://cdn.intelligencebank.com/us/share/B3R/KeX0/21y6/original/steam-logo-white.jpg | http://public2.intelligencebank.com/e2c56f829e1e5d82347c365bf31980f6/d6fd3775bf9f2169caf2e961d432cb04/MSSPEAKERSSQ-BK.jpg | N/A | N/A | https://vimeo.com/58153234 | https://vimeo.com/58153232 | N/A | N/A | http://prodrep.mrsteam.com/DocumentResources/d1f0ef4a-aa86-4f9f-b8e4-ceba8ace31f3.pdf | N/A | http://prodrep.mrsteam.com/DocumentResources/278f8bd4-e4dd-4dc6-bbf8-9b48e09be4aa.pdf | N/A | N/A | UNITED STATES | http://prodrep.mrsteam.com/DocumentResources/d6a61c17-60ee-4efc-b1ec-4fa4cb6c55b8.pdf | 72 HOURS | http://prodrep.mrsteam.com/DocumentResources/8a2cdec3-3c23-43d4-a441-b28dc9f074ac.pdf | http://prodrep.mrsteam.com/DocumentResources/bb4e6d9c-517d-4f9b-bbe5-cf108d4d988f.pdf | http://prodrep.mrsteam.com/DocumentResources/fb82c221-da8d-4d90-ae1e-66670ba7542f.pdf | NO | Plastic; Metal | N/A | NO | N/A | YES | NO | YES | NO | NO | N/A | N/A | Wall-Mount or Floor-Mount | NO | 1; EA | NO | NO | NO | NO | PESTICIDE/AEROSOL: NO | CHEMICAL/SOLVENT: NO | Lead: No Mercury: No Silver: Yes, below Cadmium: No Chromium: No Barium: No Arsenic: No Selenium: No | PARCEL | 70 | N/A | N/A | N/A | N/A | N/A | N/A | N/A | N/A | N/A | N/A | N/A | N/A | NO | N/A | N/A | N/A | N/A | N/A | N/A | N/A | N/A | N/A | N/A | N/A | N/A | N/A | N/A | N/A | N/A | N/A | N/A | N/A | N/A | N/A | N/A | N/A | NO | NO | NO | 2017-06-24 | Mr. Steam Price Book 2017 | N/A
MSSPEAKERSSQ-WH | ACCESSORY | MusicTherapy | ACTIVE (ECOM) | Square Speakers in White | 767931903656 | 00767931903656 | WHITE | TWO (2) 7.0625 Inch square in-shower, flush mount two-way speakers (SQUARE) | 275 | 192.5 | 2019-04-01 | Yes | 1.7 | 7 | 7 | 3 | 7 x 7 x 3 | 6 | 18 | 10 | 7 | 18 x 10 x 7 | Custom designed to bring rich sound to your shower—and to look good while doing it. Designed to be fully splash-proof and flushmount in style, these speakers have a peak output of 60 watts, with powerful bass and crystal clear mids and highs. They’re musicready from any source via standard speaker wiring. *Included in the iDREAM Package | Ceiling, flush mount | 2-way marine-grade speakers, polypropylene cones | ABS frames with white/black powder-coated grills | Designed for use inside or outside the shower enclosure | [6 empty] | N/A | N/A | N/A | N/A | NO | N/A | N/A | N/A | N/A | N/A | https://cdn.intelligencebank.com/us/share/B3R/KeX0/21y6/original/steam-logo-white.jpg | http://public2.intelligencebank.com/e2c56f829e1e5d82347c365bf31980f6/902c09751f2c01ce8c10e52dd9752907/MSSPEAKERSSQ-WH.jpg | N/A | N/A | https://vimeo.com/58153234 | https://vimeo.com/58153232 | N/A | N/A | http://prodrep.mrsteam.com/DocumentResources/d1f0ef4a-aa86-4f9f-b8e4-ceba8ace31f3.pdf | N/A | http://prodrep.mrsteam.com/DocumentResources/278f8bd4-e4dd-4dc6-bbf8-9b48e09be4aa.pdf | N/A | N/A | UNITED STATES | http://prodrep.mrsteam.com/DocumentResources/d6a61c17-60ee-4efc-b1ec-4fa4cb6c55b8.pdf | 72 HOURS | http://prodrep.mrsteam.com/DocumentResources/8a2cdec3-3c23-43d4-a441-b28dc9f074ac.pdf | http://prodrep.mrsteam.com/DocumentResources/bb4e6d9c-517d-4f9b-bbe5-cf108d4d988f.pdf | http://prodrep.mrsteam.com/DocumentResources/fb82c221-da8d-4d90-ae1e-66670ba7542f.pdf | NO | Plastic; Metal | N/A | NO | N/A | YES | NO | YES | NO | NO | N/A | N/A | Wall-Mount or Floor-Mount | NO | 1; EA | NO | NO | NO | NO | PESTICIDE/AEROSOL: NO | CHEMICAL/SOLVENT: NO | Lead: No Mercury: No Silver: Yes, below Cadmium: No Chromium: No Barium: No Arsenic: No Selenium: No | PARCEL | 70 | N/A | N/A | N/A | N/A | N/A | N/A | N/A | N/A | N/A | N/A | N/A | N/A | NO | N/A | N/A | N/A | N/A | N/A | N/A | N/A | N/A | N/A | N/A | N/A | N/A | N/A | N/A | N/A | N/A | N/A | N/A | N/A | N/A | N/A | N/A | N/A | NO | NO | NO | 2017-06-24 | Mr. Steam Price Book 2017 | N/A
MSSUPER1EC1 | GENERATOR | eSeries Generator | ACTIVE (ECOM) | eSeries 10kW Steam Bath Generator at 240V | 767931130052 | 00767931130052 | N/A | eSeries 10kW Steam Bath Generator at 240V | 3350 | 2345 | 2019-04-01 | Yes | 32 | 18.5 | 17 | 7.875 | 18.5 x 17 x 7.875 | 37 | 20 | 12 | 22 | 20 x 12 x 22 | eSeries Generators are crafted from stainless steel and assembled with meticulous attention to detail. Every component is designed, designed and engineered in-house to the most exacting standards. | Free from defects in materials and craftsmanship for its lifetime. MrSteam will repair or replace (at its option) a Generator which fails to conform to this warranty | Installs in areas such as a cabinet, closet, under a sealed bench or in an insulated attic | Exclusive micro processor operating system is the brains of our intelligent steam generator | Easily install spa therapy accessories or components such as AromaTherapy, ChromaTherapy, Steamlinx, and more | LED indicators to help you troubleshoot any connection and maintenance challenges | Naturally corrosion resistant, 100 percent recyclable stainless steel inside and out | Designed to save water and energy. Uses less than two gallons of water vs 40 gallons for an ordinary bath | 60 minute automatic cutoff, low voltage board, designed for easy access safe service | US and Canadian UL listed, and CE and NOM certified for unsurpassed quality and safety | Reliable, industrial grade, and the industries largest copper heating element heats fast and is easy to remove and service | 10 | 10000 | 240 | 42 | YES | 8 | N/A | 104198; 103867; MS81500E | N/A | N/A | https://cdn.intelligencebank.com/us/share/B3R/KeX0/21y6/original/steam-logo-white.jpg | http://public2.intelligencebank.com/e2c56f829e1e5d82347c365bf31980f6/312b0189c75f52bb7b0fd1a1150b9913/MSSuper1E-3E.jpg | N/A | https://cdn.intelligencebank.com/us/share/B3R/MGlV/aObG/original/MSSuper1E-E3-side.jpg | https://vimeo.com/58153234 | https://vimeo.com/58153232 | https://vimeo.com/58216730 | https://vimeo.com/66350508 | http://prodrep.mrsteam.com/DocumentResources/d1f0ef4a-aa86-4f9f-b8e4-ceba8ace31f3.pdf | http://prodrep.mrsteam.com/DocumentResources/0468ef5a-0b97-439b-8fad-c2c296d89e6f.pdf | http://prodrep.mrsteam.com/DocumentResources/278f8bd4-e4dd-4dc6-bbf8-9b48e09be4aa.pdf | N/A | N/A | UNITED STATES | http://prodrep.mrsteam.com/DocumentResources/7fbb39fd-1c69-485a-8ade-2da95fdf4576.pdf | 72 HOURS | http://prodrep.mrsteam.com/DocumentResources/cd5e7178-85a0-4af8-a1d5-52566d10b500.pdf | http://prodrep.mrsteam.com/DocumentResources/6446cb4f-5f9a-433c-9c0a-111dab242cb3.pdf | http://prodrep.mrsteam.com/DocumentResources/fb82c221-da8d-4d90-ae1e-66670ba7542f.pdf | NO | Stainless Steel | UL Listed; cUL Listed | NO | 15 | YES | NO | YES | NO | NO | 60 MIN | 120 °F | Wall-Mount or Floor-Mount | NO | 1; EA | NO | NO | NO | NO | PESTICIDE/AEROSOL: NO | CHEMICAL/SOLVENT: NO | Lead: No Mercury: No Silver: Yes, below Cadmium: No Chromium: No Barium: No Arsenic: No Selenium: No | PARCEL | 70 | 60A | 2 GALLONS | RIGHT | 1/2 NPT | 1/2 NPT & 3/8 NPT | 0 PSI | NPT | N/A | ELECTRIC | 361 - 475 CU. FT. | N/A | 1.4 GAL PER 20 MIN CYCLE | NO | N/A | N/A | N/A | N/A | N/A | N/A | N/A | N/A | N/A | N/A | N/A | N/A | N/A | N/A | N/A | N/A | N/A | N/A | N/A | N/A | N/A | N/A | N/A | NO | YES | NO | 2017-06-24 | Mr. Steam Price Book 2017 | N/A
MSSUPER1EC1X | GENERATOR | eSeries Generator | ACTIVE | eSeries 10kW Express Steam Bath Generator at 240V With Express Steam | 767931170270 | 00767931170270 | N/A | eSeries 10kW Express Steam Bath Generator at 240V With Express Steam | 3650 | 2555 | 2019-04-01 | Yes | 32 | 18.5 | 17 | 7.875 | 18.5 x 17 x 7.875 | 37 | 20 | 12 | 22 | 20 x 12 x 22 | eSeries Generators are crafted from stainless steel and assembled with meticulous attention to detail. Every component is designed, designed and engineered in-house to the most exacting standards. | Free from defects in materials and craftsmanship for its lifetime. MrSteam will repair or replace (at its option) a Generator which fails to conform to this warranty | Installs in areas such as a cabinet, closet, under a sealed bench or in an insulated attic | Exclusive micro processor operating system is the brains of our intelligent steam generator | Easily install spa therapy accessories or components such as AromaTherapy, ChromaTherapy, Steamlinx, and more | LED indicators to help you troubleshoot any connection and maintenance challenges | Naturally corrosion resistant, 100 percent recyclable stainless steel inside and out | Designed to save water and energy. Uses less than two gallons of water vs 40 gallons for an ordinary bath | 60 minute automatic cutoff, low voltage board, designed for easy access safe service | US and Canadian UL listed, and CE and NOM certified for unsurpassed quality and safety | Reliable, industrial grade, and the industries largest copper heating element heats fast and is easy to remove and service | 10 | 10000 | 240 | 42 | YES | 8 | N/A | 104198; 103867; MS81500E | N/A | N/A | https://cdn.intelligencebank.com/us/share/B3R/KeX0/21y6/original/steam-logo-white.jpg | http://public2.intelligencebank.com/e2c56f829e1e5d82347c365bf31980f6/312b0189c75f52bb7b0fd1a1150b9913/MSSuper1E-3E.jpg | N/A | https://cdn.intelligencebank.com/us/share/B3R/MGlV/aObG/original/MSSuper1E-E3-side.jpg | https://vimeo.com/58153234 | https://vimeo.com/58153232 | https://vimeo.com/58216730 | https://vimeo.com/66350508 | http://prodrep.mrsteam.com/DocumentResources/d1f0ef4a-aa86-4f9f-b8e4-ceba8ace31f3.pdf | http://prodrep.mrsteam.com/DocumentResources/0468ef5a-0b97-439b-8fad-c2c296d89e6f.pdf | http://prodrep.mrsteam.com/DocumentResources/278f8bd4-e4dd-4dc6-bbf8-9b48e09be4aa.pdf | N/A | N/A | UNITED STATES | http://prodrep.mrsteam.com/DocumentResources/7fbb39fd-1c69-485a-8ade-2da95fdf4576.pdf | 72 HOURS | http://prodrep.mrsteam.com/DocumentResources/cd5e7178-85a0-4af8-a1d5-52566d10b500.pdf | http://prodrep.mrsteam.com/DocumentResources/6446cb4f-5f9a-433c-9c0a-111dab242cb3.pdf | http://prodrep.mrsteam.com/DocumentResources/fb82c221-da8d-4d90-ae1e-66670ba7542f.pdf | NO | Stainless Steel | UL Listed; cUL Listed | NO | 5 | YES | NO | YES | NO | NO | 60 MIN | 120 °F | Wall-Mount or Floor-Mount | NO | 1; EA | NO | NO | NO | NO | PESTICIDE/AEROSOL: NO | CHEMICAL/SOLVENT: NO | Lead: No Mercury: No Silver: Yes, below Cadmium: No Chromium: No Barium: No Arsenic: No Selenium: No | PARCEL | 70 | 60A | 2 GALLONS | RIGHT | 1/2 NPT | 1/2 NPT & 3/8 NPT | 0 PSI | NPT | N/A | ELECTRIC | 361 - 475 CU. FT. | N/A | 1.4 GAL PER 20 MIN CYCLE | NO | N/A | N/A | N/A | N/A | N/A | N/A | N/A | N/A | N/A | N/A | N/A | N/A | N/A | N/A | N/A | N/A | N/A | N/A | N/A | N/A | N/A | N/A | N/A | NO | YES | NO | 2017-06-24 | Mr. Steam Price Book 2017 | N/A
MSSUPER2EC1 | GENERATOR | eSeries Generator | ACTIVE (ECOM) | eSeries 12kW Steam Bath Generator at 240V | 767931130069 | 00767931130069 | N/A | eSeries 12kW Steam Bath Generator at 240V | 3750 | 2625 | 2019-04-01 | Yes | 32 | 18.5 | 17 | 7.875 | 18.5 x 17 x 7.875 | 37 | 20 | 12 | 22 | 20 x 12 x 22 | eSeries Generators are crafted from stainless steel and assembled with meticulous attention to detail. Every component is designed, designed and engineered in-house to the most exacting standards. | Free from defects in materials and craftsmanship for its lifetime. MrSteam will repair or replace (at its option) a Generator which fails to conform to this warranty | Installs in areas such as a cabinet, closet, under a sealed bench or in an insulated attic | Exclusive micro processor operating system is the brains of our intelligent steam generator | Easily install spa therapy accessories or components such as AromaTherapy, ChromaTherapy, Steamlinx, and more | LED indicators to help you troubleshoot any connection and maintenance challenges | Naturally corrosion resistant, 100 percent recyclable stainless steel inside and out | Designed to save water and energy. Uses less than two gallons of water vs 40 gallons for an ordinary bath | 60 minute automatic cutoff, low voltage board, designed for easy access safe service | US and Canadian UL listed, and CE and NOM certified for unsurpassed quality and safety | Reliable, industrial grade, and the industries largest copper heating element heats fast and is easy to remove and service | 12 | 12000 | 240 | 50 | YES | 6 | N/A | 104198; 103867; MS81500E | N/A | N/A | https://cdn.intelligencebank.com/us/share/B3R/KeX0/21y6/original/steam-logo-white.jpg | http://public2.intelligencebank.com/e2c56f829e1e5d82347c365bf31980f6/312b0189c75f52bb7b0fd1a1150b9913/MSSuper1E-3E.jpg | N/A | https://cdn.intelligencebank.com/us/share/B3R/MGlV/aObG/original/MSSuper1E-E3-side.jpg | https://vimeo.com/58153234 | https://vimeo.com/58153232 | https://vimeo.com/58216730 | https://vimeo.com/66350508 | http://prodrep.mrsteam.com/DocumentResources/d1f0ef4a-aa86-4f9f-b8e4-ceba8ace31f3.pdf | http://prodrep.mrsteam.com/DocumentResources/0468ef5a-0b97-439b-8fad-c2c296d89e6f.pdf | http://prodrep.mrsteam.com/DocumentResources/278f8bd4-e4dd-4dc6-bbf8-9b48e09be4aa.pdf | N/A | N/A | UNITED STATES | http://prodrep.mrsteam.com/DocumentResources/7fbb39fd-1c69-485a-8ade-2da95fdf4576.pdf | 72 HOURS | http://prodrep.mrsteam.com/DocumentResources/cd5e7178-85a0-4af8-a1d5-52566d10b500.pdf | http://prodrep.mrsteam.com/DocumentResources/6446cb4f-5f9a-433c-9c0a-111dab242cb3.pdf | http://prodrep.mrsteam.com/DocumentResources/fb82c221-da8d-4d90-ae1e-66670ba7542f.pdf | NO | Stainless Steel | UL Listed; cUL Listed | NO | 15 | YES | NO | YES | NO | NO | 60 MIN | 120 °F | Wall-Mount or Floor-Mount | NO | 1; EA | NO | NO | NO | NO | PESTICIDE/AEROSOL: NO | CHEMICAL/SOLVENT: NO | Lead: No Mercury: No Silver: Yes, below Cadmium: No Chromium: No Barium: No Arsenic: No Selenium: No | PARCEL | 70 | 60A | 2 GALLONS | RIGHT | 1/2 NPT | 1/2 NPT & 3/8 NPT | 0 PSI | NPT | N/A | ELECTRIC | 476 - 575 CU. FT. | N/A | 1.6 GAL PER 20 MIN CYCLE | NO | N/A | N/A | N/A | N/A | N/A | N/A | N/A | N/A | N/A | N/A | N/A | N/A | N/A | N/A | N/A | N/A | N/A | N/A | N/A | N/A | N/A | N/A | N/A | NO | YES | NO | 2017-06-24 | Mr. Steam Price Book 2017 | N/A
MSSUPER2EC1X | GENERATOR | eSeries Generator | ACTIVE | eSeries 12kW Express Steam Bath Generator at 240V With Express Steam | 767931170331 | 00767931170331 | N/A | eSeries 12kW Express Steam Bath Generator at 240V With Express Steam | 4050 | 2835 | 2019-04-01 | Yes | 32 | 18.5 | 17 | 7.875 | 18.5 x 17 x 7.875 | 37 | 20 | 12 | 22 | 20 x 12 x 22 | eSeries Generators are crafted from stainless steel and assembled with meticulous attention to detail. Every component is designed, designed and engineered in-house to the most exacting standards. | Free from defects in materials and craftsmanship for its lifetime. MrSteam will repair or replace (at its option) a Generator which fails to conform to this warranty | Installs in areas such as a cabinet, closet, under a sealed bench or in an insulated attic | Exclusive micro processor operating system is the brains of our intelligent steam generator | Easily install spa therapy accessories or components such as AromaTherapy, ChromaTherapy, Steamlinx, and more | LED indicators to help you troubleshoot any connection and maintenance challenges | Naturally corrosion resistant, 100 percent recyclable stainless steel inside and out | Designed to save water and energy. Uses less than two gallons of water vs 40 gallons for an ordinary bath | 60 minute automatic cutoff, low voltage board, designed for easy access safe service | US and Canadian UL listed, and CE and NOM certified for unsurpassed quality and safety | Reliable, industrial grade, and the industries largest copper heating element heats fast and is easy to remove and service | 12 | 12000 | 240 | 50 | YES | 6 | N/A | 104198; 103867; MS81500E | N/A | N/A | https://cdn.intelligencebank.com/us/share/B3R/KeX0/21y6/original/steam-logo-white.jpg | http://public2.intelligencebank.com/e2c56f829e1e5d82347c365bf31980f6/312b0189c75f52bb7b0fd1a1150b9913/MSSuper1E-3E.jpg | N/A | https://cdn.intelligencebank.com/us/share/B3R/MGlV/aObG/original/MSSuper1E-E3-side.jpg | https://vimeo.com/58153234 | https://vimeo.com/58153232 | https://vimeo.com/58216730 | https://vimeo.com/66350508 | http://prodrep.mrsteam.com/DocumentResources/d1f0ef4a-aa86-4f9f-b8e4-ceba8ace31f3.pdf | http://prodrep.mrsteam.com/DocumentResources/0468ef5a-0b97-439b-8fad-c2c296d89e6f.pdf | http://prodrep.mrsteam.com/DocumentResources/278f8bd4-e4dd-4dc6-bbf8-9b48e09be4aa.pdf | N/A | N/A | UNITED STATES | http://prodrep.mrsteam.com/DocumentResources/7fbb39fd-1c69-485a-8ade-2da95fdf4576.pdf | 72 HOURS | http://prodrep.mrsteam.com/DocumentResources/cd5e7178-85a0-4af8-a1d5-52566d10b500.pdf | http://prodrep.mrsteam.com/DocumentResources/6446cb4f-5f9a-433c-9c0a-111dab242cb3.pdf | http://prodrep.mrsteam.com/DocumentResources/fb82c221-da8d-4d90-ae1e-66670ba7542f.pdf | NO | Stainless Steel | UL Listed; cUL Listed | NO | 5 | YES | NO | YES | NO | NO | 60 MIN | 120 °F | Wall-Mount or Floor-Mount | NO | 1; EA | NO | NO | NO | NO | PESTICIDE/AEROSOL: NO | CHEMICAL/SOLVENT: NO | Lead: No Mercury: No Silver: Yes, below Cadmium: No Chromium: No Barium: No Arsenic: No Selenium: No | PARCEL | 70 | 60A | 2 GALLONS | RIGHT | 1/2 NPT | 1/2 NPT & 3/8 NPT | 0 PSI | NPT | N/A | ELECTRIC | 476 - 575 CU. FT. | N/A | 1.6 GAL PER 20 MIN CYCLE | NO | N/A | N/A | N/A | N/A | N/A | N/A | N/A | N/A | N/A | N/A | N/A | N/A | N/A | N/A | N/A | N/A | N/A | N/A | N/A | N/A | N/A | N/A | N/A | NO | YES | NO | 2017-06-24 | Mr. Steam Price Book 2017 | N/A
MSSUPER3EC1 | GENERATOR | eSeries Generator | ACTIVE (ECOM) | eSeries 15kW Steam Bath Generator at 240V | 767931130076 | 00767931130076 | N/A | eSeries 15kW Steam Bath Generator at 240V | 4250 | 2975 | 2019-04-01 | Yes | 32 | 18.5 | 17 | 7.875 | 18.5 x 17 x 7.875 | 37 | 20 | 12 | 22 | 20 x 12 x 22 | eSeries Generators are crafted from stainless steel and assembled with meticulous attention to detail. Every component is designed, designed and engineered in-house to the most exacting standards. | Free from defects in materials and craftsmanship for its lifetime. MrSteam will repair or replace (at its option) a Generator which fails to conform to this warranty | Installs in areas such as a cabinet, closet, under a sealed bench or in an insulated attic | Exclusive micro processor operating system is the brains of our intelligent steam generator | Easily install spa therapy accessories or components such as AromaTherapy, ChromaTherapy, Steamlinx, and more | LED indicators to help you troubleshoot any connection and maintenance challenges | Naturally corrosion resistant, 100 percent recyclable stainless steel inside and out | Designed to save water and energy. Uses less than two gallons of water vs 40 gallons for an ordinary bath | 60 minute automatic cutoff, low voltage board, designed for easy access safe service | US and Canadian UL listed, and CE and NOM certified for unsurpassed quality and safety | Reliable, industrial grade, and the industries largest copper heating element heats fast and is easy to remove and service | 15 | 15000 | 240 | 63 | YES | 4 | N/A | 104198; 103867; MS81500E | N/A | N/A | https://cdn.intelligencebank.com/us/share/B3R/KeX0/21y6/original/steam-logo-white.jpg | http://public2.intelligencebank.com/e2c56f829e1e5d82347c365bf31980f6/312b0189c75f52bb7b0fd1a1150b9913/MSSuper1E-3E.jpg | N/A | https://cdn.intelligencebank.com/us/share/B3R/MGlV/aObG/original/MSSuper1E-E3-side.jpg | https://vimeo.com/58153234 | https://vimeo.com/58153232 | https://vimeo.com/58216730 | https://vimeo.com/66350508 | http://prodrep.mrsteam.com/DocumentResources/d1f0ef4a-aa86-4f9f-b8e4-ceba8ace31f3.pdf | http://prodrep.mrsteam.com/DocumentResources/0468ef5a-0b97-439b-8fad-c2c296d89e6f.pdf | http://prodrep.mrsteam.com/DocumentResources/278f8bd4-e4dd-4dc6-bbf8-9b48e09be4aa.pdf | N/A | N/A | UNITED STATES | http://prodrep.mrsteam.com/DocumentResources/7fbb39fd-1c69-485a-8ade-2da95fdf4576.pdf | 72 HOURS | http://prodrep.mrsteam.com/DocumentResources/cd5e7178-85a0-4af8-a1d5-52566d10b500.pdf | http://prodrep.mrsteam.com/DocumentResources/6446cb4f-5f9a-433c-9c0a-111dab242cb3.pdf | http://prodrep.mrsteam.com/DocumentResources/fb82c221-da8d-4d90-ae1e-66670ba7542f.pdf | NO | Stainless Steel | UL Listed; cUL Listed | NO | 15 | YES | NO | YES | NO | NO | 60 MIN | 120 °F | Wall-Mount or Floor-Mount | NO | 1; EA | NO | NO | NO | NO | PESTICIDE/AEROSOL: NO | CHEMICAL/SOLVENT: NO | Lead: No Mercury: No Silver: Yes, below Cadmium: No Chromium: No Barium: No Arsenic: No Selenium: No | PARCEL | 70 | 60A | 2 GALLONS | RIGHT | 1/2 NPT | 1/2 NPT & 3/8 NPT | 0 PSI | NPT | N/A | ELECTRIC | 576 - 675 CU. FT. | N/A | 2.0 GAL PER 20 MIN CYCLE | NO | N/A | N/A | N/A | N/A | N/A | N/A | N/A | N/A | N/A | N/A | N/A | N/A | N/A | N/A | N/A | N/A | N/A | N/A | N/A | N/A | N/A | N/A | N/A | NO | YES | NO | 2017-06-24 | Mr. Steam Price Book 2017 | N/A
MSSUPER3EC1X | GENERATOR | eSeries Generator | ACTIVE | eSeries 15kW Express Steam Bath Generator at 240V With Express Steam | 767931170393 | 00767931170393 | N/A | eSeries 15kW Express Steam Bath Generator at 240V With Express Steam | 4550 | 3185 | 2019-04-01 | Yes | 32 | 18.5 | 17 | 7.875 | 18.5 x 17 x 7.875 | 37 | 20 | 12 | 22 | 20 x 12 x 22 | eSeries Generators are crafted from stainless steel and assembled with meticulous attention to detail. Every component is designed, designed and engineered in-house to the most exacting standards. | Free from defects in materials and craftsmanship for its lifetime. MrSteam will repair or replace (at its option) a Generator which fails to conform to this warranty | Installs in areas such as a cabinet, closet, under a sealed bench or in an insulated attic | Exclusive micro processor operating system is the brains of our intelligent steam generator | Easily install spa therapy accessories or components such as AromaTherapy, ChromaTherapy, Steamlinx, and more | LED indicators to help you troubleshoot any connection and maintenance challenges | Naturally corrosion resistant, 100 percent recyclable stainless steel inside and out | Designed to save water and energy. Uses less than two gallons of water vs 40 gallons for an ordinary bath | 60 minute automatic cutoff, low voltage board, designed for easy access safe service | US and Canadian UL listed, and CE and NOM certified for unsurpassed quality and safety | Reliable, industrial grade, and the industries largest copper heating element heats fast and is easy to remove and service | 15 | 15000 | 240 | 63 | YES | 4 | N/A | 104198; 103867; MS81500E | N/A | N/A | https://cdn.intelligencebank.com/us/share/B3R/KeX0/21y6/original/steam-logo-white.jpg | http://public2.intelligencebank.com/e2c56f829e1e5d82347c365bf31980f6/312b0189c75f52bb7b0fd1a1150b9913/MSSuper1E-3E.jpg | N/A | https://cdn.intelligencebank.com/us/share/B3R/MGlV/aObG/original/MSSuper1E-E3-side.jpg | https://vimeo.com/58153234 | https://vimeo.com/58153232 | https://vimeo.com/58216730 | https://vimeo.com/66350508 | http://prodrep.mrsteam.com/DocumentResources/d1f0ef4a-aa86-4f9f-b8e4-ceba8ace31f3.pdf | http://prodrep.mrsteam.com/DocumentResources/0468ef5a-0b97-439b-8fad-c2c296d89e6f.pdf | http://prodrep.mrsteam.com/DocumentResources/278f8bd4-e4dd-4dc6-bbf8-9b48e09be4aa.pdf | N/A | N/A | UNITED STATES | http://prodrep.mrsteam.com/DocumentResources/7fbb39fd-1c69-485a-8ade-2da95fdf4576.pdf | 72 HOURS | http://prodrep.mrsteam.com/DocumentResources/cd5e7178-85a0-4af8-a1d5-52566d10b500.pdf | http://prodrep.mrsteam.com/DocumentResources/6446cb4f-5f9a-433c-9c0a-111dab242cb3.pdf | http://prodrep.mrsteam.com/DocumentResources/fb82c221-da8d-4d90-ae1e-66670ba7542f.pdf | NO | Stainless Steel | UL Listed; cUL Listed | NO | 5 | YES | NO | YES | NO | NO | 60 MIN | 120 °F | Wall-Mount or Floor-Mount | NO | 1; EA | NO | NO | NO | NO | PESTICIDE/AEROSOL: NO | CHEMICAL/SOLVENT: NO | Lead: No Mercury: No Silver: Yes, below Cadmium: No Chromium: No Barium: No Arsenic: No Selenium: No | PARCEL | 70 | 60A | 2 GALLONS | RIGHT | 1/2 NPT | 1/2 NPT & 3/8 NPT | 0 PSI | NPT | N/A | ELECTRIC | 576 - 675 CU. FT. | N/A | 2.0 GAL PER 20 MIN CYCLE | NO | N/A | N/A | N/A | N/A | N/A | N/A | N/A | N/A | N/A | N/A | N/A | N/A | N/A | N/A | N/A | N/A | N/A | N/A | N/A | N/A | N/A | N/A | N/A | NO | YES | NO | 2017-06-24 | Mr. Steam Price Book 2017 | N/A
MSTS | ACCESSORY | Individual Parts | ACTIVE (ECOM) | Temperature Probe sensor for iSteam3, iTempo, iTempoPlus & AirTempo | 767931110269 | 00767931110269 | N/A | Remote temperature probe used to accurately read the temperature inside the steamroom and send it to the controller. | 185 | 129.5 | 2019-04-01 | Yes | 1 | 360 | 0.125 | 0.125 | 360 x 0.125 x 0.125 | 2 | 10 | 7 | 4 | 10 x 7 x 4 | Remote temperature probe used to accurately read the temperature inside the steamroom and send it to the controller. | For use with the iTempo®, iTempoPlus®, or iSteam®3 controls | Comes with wire attached | The use of the probe allows for control installations outside of the shower enclosure while still receiving accurate temperature readings from within the enclosure | [7 empty] | N/A | N/A | N/A | N/A | NO | N/A | All eSeries Generators | N/A | N/A | N/A | https://cdn.intelligencebank.com/us/share/B3R/KeX0/21y6/original/steam-logo-white.jpg | http://public2.intelligencebank.com/e2c56f829e1e5d82347c365bf31980f6/8d6c936da50e2f2db5f6b199b0fc6ede/MSTS.jpg | N/A | N/A | https://vimeo.com/58153234 | https://vimeo.com/58153232 | N/A | https://vimeo.com/113631715 | http://prodrep.mrsteam.com/DocumentResources/d1f0ef4a-aa86-4f9f-b8e4-ceba8ace31f3.pdf | N/A | http://prodrep.mrsteam.com/DocumentResources/278f8bd4-e4dd-4dc6-bbf8-9b48e09be4aa.pdf | N/A | N/A | UNITED STATES | http://prodrep.mrsteam.com/DocumentResources/d6a61c17-60ee-4efc-b1ec-4fa4cb6c55b8.pdf | 72 HOURS | N/A | N/A | http://prodrep.mrsteam.com/DocumentResources/fb82c221-da8d-4d90-ae1e-66670ba7542f.pdf | NO | Metal | N/A | NO | N/A | YES | NO | YES | NO | NO | N/A | N/A | Wall-Mount or Floor-Mount | NO | 1; EA | NO | NO | NO | NO | PESTICIDE/AEROSOL: NO | CHEMICAL/SOLVENT: NO | Lead: No Mercury: No Silver: No Cadmium: No Chromium: No Barium: No Arsenic: No Selenium: No | PARCEL | 70 | N/A | N/A | N/A | N/A | N/A | N/A | N/A | N/A | N/A | N/A | N/A | N/A | NO | N/A | N/A | N/A | N/A | N/A | N/A | N/A | N/A | N/A | N/A | N/A | N/A | N/A | N/A | N/A | N/A | N/A | N/A | N/A | N/A | N/A | N/A | N/A | NO | NO | NO | 2017-06-24 | Mr. Steam Price Book 2017 | N/A
MSWSEAT-BN | ACCESSORY | Wall Seat | ACTIVE (ECOM) | MS Wall Seat in Brushed Nickel | 767931909863 | 00767931909863 | BRUSHED NICKEL | Teak wood, sealed, seat drops for use, folds for storage, dimensions 19.75” x 13.25” x 1.25”, rated max 250 lbs. | 625 | 437.5 | 2019-04-01 | Yes | 15 | 19.75 | 13.25 | 1.25 | 19.75 x 13.25 x 1.25 | 18 | 24 | 20 | 3 | 24 x 20 x 3 | The Teak in shower wall seat for the home spa offered by Mr. Steam is perfect for sitting and relaxing in steam. The contemporary styled seat easily folds up against the wall for added space when needed in the steam shower. The seat is built to hold up to 250 pounds as well as meeting ADA specifications. | Made with beautifully finished and sealed teak wood | Wall brackets are finished in polished chrome, polished nickel, satin nickel, or brushed nickel | All nessecary installation hardware is included with seat | Rated max 250 lbs | [6 empty] | N/A | N/A | N/A | N/A | NO | N/A | N/A | N/A | N/A | N/A | https://cdn.intelligencebank.com/us/share/B3R/KeX0/21y6/original/steam-logo-white.jpg | http://public2.intelligencebank.com/e2c56f829e1e5d82347c365bf31980f6/73ca70e1aeab3ba49f45e0837e8b7644/MSWALLSEAT-BN.jpg | N/A | N/A | https://vimeo.com/58153234 | https://vimeo.com/58153232 | N/A | N/A | http://prodrep.mrsteam.com/DocumentResources/d1f0ef4a-aa86-4f9f-b8e4-ceba8ace31f3.pdf | N/A | N/A | N/A | N/A | UNITED STATES | http://prodrep.mrsteam.com/DocumentResources/d6a61c17-60ee-4efc-b1ec-4fa4cb6c55b8.pdf | 72 HOURS | http://prodrep.mrsteam.com/DocumentResources/e39f363d-8e04-4151-ab2e-e3d573d62099.pdf | http://prodrep.mrsteam.com/DocumentResources/9d8c2c92-edbb-4454-8083-d9163e7a79fd.pdf | http://prodrep.mrsteam.com/DocumentResources/fb82c221-da8d-4d90-ae1e-66670ba7542f.pdf | NO | Wood, Brass | N/A | NO | N/A | YES | YES | YES | NO | NO | N/A | N/A | Wall-Mount or Floor-Mount | NO | 1; EA | NO | NO | NO | NO | PESTICIDE/AEROSOL: NO | CHEMICAL/SOLVENT: NO | Lead: No Mercury: No Silver: No Cadmium: No Chromium: No Barium: No Arsenic: No Selenium: No | PARCEL | 70 | N/A | N/A | N/A | N/A | N/A | N/A | N/A | N/A | N/A | N/A | N/A | N/A | NO | N/A | N/A | N/A | N/A | N/A | N/A | N/A | N/A | N/A | N/A | N/A | N/A | N/A | N/A | N/A | N/A | N/A | N/A | N/A | N/A | N/A | N/A | N/A | NO | NO | NO | 2017-06-24 | Mr. Steam Price Book 2017 | N/A
MSWSEAT-PC | ACCESSORY | Wall Seat | ACTIVE (ECOM) | MS Wall Seat in Polished Chrome | 767931909887 | 00767931909887 | POLISHED CHROME | Teak wood, sealed, seat drops for use, folds for storage, dimensions 19.75” x 13.25” x 1.25”, rated max 250 lbs. | 575 | 402.5 | 2019-04-01 | Yes | 15 | 19.75 | 13.25 | 1.25 | 19.75 x 13.25 x 1.25 | 18 | 24 | 20 | 3 | 24 x 20 x 3 | The Teak in shower wall seat for the home spa offered by Mr. Steam is perfect for sitting and relaxing in steam. The contemporary styled seat easily folds up against the wall for added space when needed in the steam shower. The seat is built to hold up to 250 pounds as well as meeting ADA specifications. | Made with beautifully finished and sealed teak wood | Wall brackets are finished in polished chrome, polished nickel, satin nickel, or brushed nickel | All nessecary installation hardware is included with seat | Rated max 250 lbs | [6 empty] | N/A | N/A | N/A | N/A | NO | N/A | N/A | N/A | N/A | N/A | https://cdn.intelligencebank.com/us/share/B3R/KeX0/21y6/original/steam-logo-white.jpg | http://public2.intelligencebank.com/e2c56f829e1e5d82347c365bf31980f6/e5b52d0d66be64f0e6d880d8a8695f2b/MSWALLSEAT-PC.jpg | N/A | N/A | https://vimeo.com/58153234 | https://vimeo.com/58153232 | N/A | N/A | http://prodrep.mrsteam.com/DocumentResources/d1f0ef4a-aa86-4f9f-b8e4-ceba8ace31f3.pdf | N/A | N/A | N/A | N/A | UNITED STATES | http://prodrep.mrsteam.com/DocumentResources/d6a61c17-60ee-4efc-b1ec-4fa4cb6c55b8.pdf | 72 HOURS | http://prodrep.mrsteam.com/DocumentResources/e39f363d-8e04-4151-ab2e-e3d573d62099.pdf | http://prodrep.mrsteam.com/DocumentResources/9d8c2c92-edbb-4454-8083-d9163e7a79fd.pdf | http://prodrep.mrsteam.com/DocumentResources/fb82c221-da8d-4d90-ae1e-66670ba7542f.pdf | NO | Wood, Brass | N/A | NO | N/A | YES | YES | YES | NO | NO | N/A | N/A | Wall-Mount or Floor-Mount | NO | 1; EA | NO | NO | NO | NO | PESTICIDE/AEROSOL: NO | CHEMICAL/SOLVENT: NO | Lead: No Mercury: No Silver: No Cadmium: No Chromium: No Barium: No Arsenic: No Selenium: No | PARCEL | 70 | N/A | N/A | N/A | N/A | N/A | N/A | N/A | N/A | N/A | N/A | N/A | N/A | NO | N/A | N/A | N/A | N/A | N/A | N/A | N/A | N/A | N/A | N/A | N/A | N/A | N/A | N/A | N/A | N/A | N/A | N/A | N/A | N/A | N/A | N/A | N/A | NO | NO | NO | 2017-06-24 | Mr. Steam Price Book 2017 | N/A
MSWSEAT-PN | ACCESSORY | Wall Seat | ACTIVE (ECOM) | MS Wall Seat in Polished Nickel | 767931910258 | 00767931910258 | POLISHED NICKEL | Teak wood, sealed, seat drops for use, folds for storage, dimensions 19.75” x 13.25” x 1.25”, rated max 250 lbs. | 625 | 437.5 | 2019-04-01 | Yes | 15 | 19.75 | 13.25 | 1.25 | 19.75 x 13.25 x 1.25 | 18 | 24 | 20 | 3 | 24 x 20 x 3 | The Teak in shower wall seat for the home spa offered by Mr. Steam is perfect for sitting and relaxing in steam. The contemporary styled seat easily folds up against the wall for added space when needed in the steam shower. The seat is built to hold up to 250 pounds as well as meeting ADA specifications. | Made with beautifully finished and sealed teak wood | Wall brackets are finished in polished chrome, polished nickel, satin nickel, or brushed nickel | All nessecary installation hardware is included with seat | Rated max 250 lbs | [6 empty] | N/A | N/A | N/A | N/A | NO | N/A | N/A | N/A | N/A | N/A | https://cdn.intelligencebank.com/us/share/B3R/KeX0/21y6/original/steam-logo-white.jpg | http://public2.intelligencebank.com/e2c56f829e1e5d82347c365bf31980f6/716a5c76ef68ac3441aeb00f8077cc3d/MSWALLSEAT-PN.jpg | N/A | N/A | https://vimeo.com/58153234 | https://vimeo.com/58153232 | N/A | N/A | http://prodrep.mrsteam.com/DocumentResources/d1f0ef4a-aa86-4f9f-b8e4-ceba8ace31f3.pdf | N/A | N/A | N/A | N/A | UNITED STATES | http://prodrep.mrsteam.com/DocumentResources/d6a61c17-60ee-4efc-b1ec-4fa4cb6c55b8.pdf | 72 HOURS | http://prodrep.mrsteam.com/DocumentResources/e39f363d-8e04-4151-ab2e-e3d573d62099.pdf | http://prodrep.mrsteam.com/DocumentResources/9d8c2c92-edbb-4454-8083-d9163e7a79fd.pdf | http://prodrep.mrsteam.com/DocumentResources/fb82c221-da8d-4d90-ae1e-66670ba7542f.pdf | NO | Wood, Brass | N/A | NO | N/A | YES | YES | YES | NO | NO | N/A | N/A | Wall-Mount or Floor-Mount | NO | 1; EA | NO | NO | NO | NO | PESTICIDE/AEROSOL: NO | CHEMICAL/SOLVENT: NO | Lead: No Mercury: No Silver: No Cadmium: No Chromium: No Barium: No Arsenic: No Selenium: No | PARCEL | 70 | N/A | N/A | N/A | N/A | N/A | N/A | N/A | N/A | N/A | N/A | N/A | N/A | NO | N/A | N/A | N/A | N/A | N/A | N/A | N/A | N/A | N/A | N/A | N/A | N/A | N/A | N/A | N/A | N/A | N/A | N/A | N/A | N/A | N/A | N/A | N/A | NO | NO | NO | 2017-06-24 | Mr. Steam Price Book 2017 | N/A
MSWSEAT-SB | ACCESSORY | Wall Seat | ACTIVE (ECOM) | MS Wall Seat in Satin Brass | 767931910265 | 00767931910265 | SATIN BRASS | Teak wood, sealed, seat drops for use, folds for storage, dimensions 19.75” x 13.25” x 1.25”, rated max 250 lbs. | 625 | 437.5 | 2019-04-01 | Yes | 15 | 19.75 | 13.25 | 1.25 | 19.75 x 13.25 x 1.25 | 18 | 24 | 20 | 3 | 24 x 20 x 3 | The Teak in shower wall seat for the home spa offered by Mr. Steam is perfect for sitting and relaxing in steam. The contemporary styled seat easily folds up against the wall for added space when needed in the steam shower. The seat is built to hold up to 250 pounds as well as meeting ADA specifications. | Made with beautifully finished and sealed teak wood | Wall brackets are finished in polished chrome, polished nickel, satin nickel, or brushed nickel | All nessecary installation hardware is included with seat | Rated max 250 lbs | [6 empty] | N/A | N/A | N/A | N/A | NO | N/A | N/A | N/A | N/A | N/A | https://cdn.intelligencebank.com/us/share/B3R/KeX0/21y6/original/steam-logo-white.jpg | http://public2.intelligencebank.com/e2c56f829e1e5d82347c365bf31980f6/df03ec123a21ec82157ea705e513896f/MSWALLSEAT-SB.jpg | N/A | N/A | https://vimeo.com/58153234 | https://vimeo.com/58153232 | N/A | N/A | http://prodrep.mrsteam.com/DocumentResources/d1f0ef4a-aa86-4f9f-b8e4-ceba8ace31f3.pdf | N/A | N/A | N/A | N/A | UNITED STATES | http://prodrep.mrsteam.com/DocumentResources/d6a61c17-60ee-4efc-b1ec-4fa4cb6c55b8.pdf | 72 HOURS | http://prodrep.mrsteam.com/DocumentResources/e39f363d-8e04-4151-ab2e-e3d573d62099.pdf | http://prodrep.mrsteam.com/DocumentResources/9d8c2c92-edbb-4454-8083-d9163e7a79fd.pdf | http://prodrep.mrsteam.com/DocumentResources/fb82c221-da8d-4d90-ae1e-66670ba7542f.pdf | NO | Wood, Brass | N/A | NO | N/A | YES | YES | YES | NO | NO | N/A | N/A | Wall-Mount or Floor-Mount | NO | 1; EA | NO | NO | NO | NO | PESTICIDE/AEROSOL: NO | CHEMICAL/SOLVENT: NO | Lead: No Mercury: No Silver: No Cadmium: No Chromium: No Barium: No Arsenic: No Selenium: No | PARCEL | 70 | N/A | N/A | N/A | N/A | N/A | N/A | N/A | N/A | N/A | N/A | N/A | N/A | NO | N/A | N/A | N/A | N/A | N/A | N/A | N/A | N/A | N/A | N/A | N/A | N/A | N/A | N/A | N/A | N/A | N/A | N/A | N/A | N/A | N/A | N/A | N/A | NO | NO | NO | 2017-06-24 | Mr. Steam Price Book 2017 | N/A
RHOOK-ORB | ACCESSORY | Broadway Collection | DISCONTINUED | Single Robe Hook in Oil Rubbed Bronze | 767931501913 | 00767931501913 | OIL RUBBED BRONZE | Single Robe Hook in Oil Rubbed Bronze for use with Broadway Collection Towel Warmers | 70 | 49 | 2019-04-01 | Yes | 0.6 | 10 | 7 | 4 | 10 x 7 x 4 | 4 | 10 | 7 | 4 | 10 x 7 x 4 | Inspired by the allure and glamour of the stage, the Broadway Collection offers traditional curved lines to increase the heated surface for your towel and robe. It's a timeless design that is always on trend. So, become the focus point in the warmth of the spotlight. Discover a new way to immerse your senses and surround yourself in aromatherapy. In addition to providing you a warm, dry towel after you bathe, this collection includes an essential oil well. | Gently warm a robe | Compatible with Broadway collection towel warmers | Available in 3 designer finishes | Holds up to 10 lbs | [6 empty] | N/A | N/A | N/A | N/A | NO | N/A | N/A | N/A | N/A | N/A | https://cdn.intelligencebank.com/us/share/B3R/KeX0/21y6/original/steam-logo-white.jpg | http://public2.intelligencebank.com/e2c56f829e1e5d82347c365bf31980f6/a7f40e7bd4240f8c68ff811a2b209623/RHOOK-ORB.jpg | N/A | http://public2.intelligencebank.com/e2c56f829e1e5d82347c365bf31980f6/a7f40e7bd4240f8c68ff811a2b209623/RHOOK-ORB.jpg | https://vimeo.com/58153234 | https://vimeo.com/58153232 | N/A | N/A | http://prodrep.mrsteam.com/DocumentResources/d1f0ef4a-aa86-4f9f-b8e4-ceba8ace31f3.pdf | N/A | N/A | 1019298 | N/A | UNITED STATES | http://prodrep.mrsteam.com/DocumentResources/66674f9b-3dbb-49b0-bfae-49e3c5940d40.pdf | 72 HOURS |  |  | http://prodrep.mrsteam.com/DocumentResources/fb82c221-da8d-4d90-ae1e-66670ba7542f.pdf | NO | Steel | UL Listed; cUL Listed | NO | N/A | NO | NO | YES | NO | NO | N/A | N/A | Wall-Mount | NO | 1; EA | NO | NO | NO | NO | PESTICIDE/AEROSOL: NO | CHEMICAL/SOLVENT: NO | Lead: No Mercury: No Silver: No Cadmium: No Chromium: No Barium: No Arsenic: No Selenium: No | PARCEL | 70 | N/A | N/A | N/A | N/A | N/A | N/A | N/A | N/A | N/A | N/A | N/A | N/A | NO | N/A | N/A | N/A | N/A | N/A | N/A | N/A | N/A | N/A | N/A | N/A | N/A | N/A | N/A | N/A | N/A | N/A | N/A | N/A | N/A | N/A | N/A | N/A | NO | YES | NO | 2017-06-24 | Mr. Steam Price Book 2017 | N/A
RHOOK-PC | ACCESSORY | Broadway Collection | ACTIVE (ECOM) | Single Robe Hook in Polished Chrome | 767931501883 | 00767931501883 | POLISHED CHROME | Single Robe Hook in Polished Chrome for use with Broadway Collection Towel Warmers | 60 | 42 | 2019-04-01 | Yes | 0.6 | 10 | 7 | 4 | 10 x 7 x 4 | 4 | 10 | 7 | 4 | 10 x 7 x 4 | Inspired by the allure and glamour of the stage, the Broadway Collection offers traditional curved lines to increase the heated surface for your towel and robe. It's a timeless design that is always on trend. So, become the focus point in the warmth of the spotlight. Discover a new way to immerse your senses and surround yourself in aromatherapy. In addition to providing you a warm, dry towel after you bathe, this collection includes an essential oil well. | Gently warm a robe | Compatible with Broadway collection towel warmers | Holds up to 10 lbs | [7 empty] | N/A | N/A | N/A | N/A | NO | N/A | N/A | N/A | N/A | N/A | https://cdn.intelligencebank.com/us/share/B3R/KeX0/21y6/original/steam-logo-white.jpg | http://public2.intelligencebank.com/e2c56f829e1e5d82347c365bf31980f6/b9489b4dd109c67cb547c560ef856fe3/RHOOK-PC.jpg | N/A | http://public2.intelligencebank.com/e2c56f829e1e5d82347c365bf31980f6/b9489b4dd109c67cb547c560ef856fe3/RHOOK-PC.jpg | https://vimeo.com/58153234 | https://vimeo.com/58153232 | N/A | N/A | http://prodrep.mrsteam.com/DocumentResources/d1f0ef4a-aa86-4f9f-b8e4-ceba8ace31f3.pdf | N/A | N/A | 1019298 | N/A | UNITED STATES | http://prodrep.mrsteam.com/DocumentResources/66674f9b-3dbb-49b0-bfae-49e3c5940d40.pdf | 72 HOURS | http://prodrep.mrsteam.com/DocumentResources/9c33b478-0fca-4405-a371-c6c486f343f0.pdf | http://prodrep.mrsteam.com/DocumentResources/5f422d37-bba6-4bda-8350-34fe2bbb9195.pdf | http://prodrep.mrsteam.com/DocumentResources/fb82c221-da8d-4d90-ae1e-66670ba7542f.pdf | NO | Steel | UL Listed; cUL Listed | NO | N/A | NO | NO | YES | NO | NO | N/A | N/A | Wall-Mount | NO | 1; EA | NO | NO | NO | NO | PESTICIDE/AEROSOL: NO | CHEMICAL/SOLVENT: NO | Lead: No Mercury: No Silver: No Cadmium: No Chromium: No Barium: No Arsenic: No Selenium: No | PARCEL | 70 | N/A | N/A | N/A | N/A | N/A | N/A | N/A | N/A | N/A | N/A | N/A | N/A | NO | N/A | N/A | N/A | N/A | N/A | N/A | N/A | N/A | N/A | N/A | N/A | N/A | N/A | N/A | N/A | N/A | N/A | N/A | N/A | N/A | N/A | N/A | N/A | NO | YES | NO | 2017-06-24 | Mr. Steam Price Book 2017 | N/A
RHOOK-WH | ACCESSORY | Broadway Collection | DISCONTINUED | Single Robe Hook in White | 767931501890 | 00767931501890 | WHITE | Single Robe Hook in White for use with Broadway Collection Towel Warmers | 70 | 49 | 2019-04-01 | Yes | 0.6 | 10 | 7 | 4 | 10 x 7 x 4 | 4 | 10 | 7 | 4 | 10 x 7 x 4 | Inspired by the allure and glamour of the stage, the Broadway Collection offers traditional curved lines to increase the heated surface for your towel and robe. It's a timeless design that is always on trend. So, become the focus point in the warmth of the spotlight. Discover a new way to immerse your senses and surround yourself in aromatherapy. In addition to providing you a warm, dry towel after you bathe, this collection includes an essential oil well. | Gently warm a robe | Compatible with Broadway collection towel warmers | Available in 3 designer finishes | Holds up to 10 lbs | [6 empty] | N/A | N/A | N/A | N/A | NO | N/A | N/A | N/A | N/A | N/A | https://cdn.intelligencebank.com/us/share/B3R/KeX0/21y6/original/steam-logo-white.jpg | N/A | N/A | http://public2.intelligencebank.com/e2c56f829e1e5d82347c365bf31980f6/9fac7001e99ba80df695193a325dd833/RHOOK-WH.jpg | https://vimeo.com/58153234 | https://vimeo.com/58153232 | N/A | N/A | http://prodrep.mrsteam.com/DocumentResources/d1f0ef4a-aa86-4f9f-b8e4-ceba8ace31f3.pdf | N/A | N/A | 1019298 | N/A | UNITED STATES | http://prodrep.mrsteam.com/DocumentResources/66674f9b-3dbb-49b0-bfae-49e3c5940d40.pdf | 72 HOURS |  |  | http://prodrep.mrsteam.com/DocumentResources/fb82c221-da8d-4d90-ae1e-66670ba7542f.pdf | NO | Steel | UL Listed; cUL Listed | NO | N/A | NO | NO | YES | NO | NO | N/A | N/A | Wall-Mount | NO | 1; EA | NO | NO | NO | NO | PESTICIDE/AEROSOL: NO | CHEMICAL/SOLVENT: NO | Lead: No Mercury: No Silver: No Cadmium: No Chromium: No Barium: No Arsenic: No Selenium: No | PARCEL | 70 | N/A | N/A | N/A | N/A | N/A | N/A | N/A | N/A | N/A | N/A | N/A | N/A | NO | N/A | N/A | N/A | N/A | N/A | N/A | N/A | N/A | N/A | N/A | N/A | N/A | N/A | N/A | N/A | N/A | N/A | N/A | N/A | N/A | N/A | N/A | N/A | NO | YES | NO | 2017-06-24 | Mr. Steam Price Book 2017 | N/A
S1C1AI3BK | GENERATOR PACKAGE | iSteam Generator Package | ACTIVE (ECOM) | 10kW Steam Bath Generator with iSteam3 AutoFlush Package in Black | 767931911262 | 00767931911262 | BLACK | eSeries 10kW Steam Bath Generator at 240V with iSteam® 3 Touch Screen Control in Black with matching AromaSteam iSteam SteamHead, and AutoFlush. For generator models MS90E to MSSUPER6E. | 5325 | 3727.5 | 2019-04-01 | Yes | 54 | 24 | 23 | 22 | 24 x 23 x 22 | 54 | 24 | 23 | 22 | 24 x 23 x 22 | eSeries Generators are crafted from stainless steel and assembled with meticulous attention to detail. Every component is designed, designed and engineered in-house to the most exacting standards. | Free from defects in materials and craftsmanship for its lifetime. MrSteam will repair or replace (at its option) a Generator which fails to conform to this warranty | Installs in areas such as a cabinet, closet, under a sealed bench or in an insulated attic | Exclusive micro processor operating system is the brains of our intelligent steam generator | Easily install spa therapy accessories or components such as AromaTherapy, ChromaTherapy, Steamlinx, and more | LED indicators to help you troubleshoot any connection and maintenance challenges | Naturally corrosion resistant, 100 percent recyclable stainless steel inside and out | Designed to save water and energy. Uses less than two gallons of water vs 40 gallons for an ordinary bath | 60 minute automatic cutoff, low voltage board, designed for easy access safe service | US and Canadian UL listed, and CE and NOM certified for unsurpassed quality and safety | Reliable, industrial grade, and the industries largest copper heating element heats fast and is easy to remove and service | 10 | 10000 | 240 | 42 | YES | 8 | N/A | 103867; 104117-60; MSTS; STEAMLINX | N/A | N/A | https://cdn.intelligencebank.com/us/share/B3R/KeX0/21y6/original/steam-logo-white.jpg | http://public2.intelligencebank.com/e2c56f829e1e5d82347c365bf31980f6/e3c712ecf9b0a92c8b8969529bd03c15/S1C1AI3BK.jpg | N/A | N/A | https://vimeo.com/58153234 | https://vimeo.com/58153232 | N/A | https://vimeo.com/81504512 | http://prodrep.mrsteam.com/DocumentResources/d1f0ef4a-aa86-4f9f-b8e4-ceba8ace31f3.pdf | http://prodrep.mrsteam.com/DocumentResources/0468ef5a-0b97-439b-8fad-c2c296d89e6f.pdf | http://prodrep.mrsteam.com/DocumentResources/278f8bd4-e4dd-4dc6-bbf8-9b48e09be4aa.pdf | 1419293 | N/A | UNITED STATES | http://prodrep.mrsteam.com/DocumentResources/7fbb39fd-1c69-485a-8ade-2da95fdf4576.pdf | 72 HOURS | http://prodrep.mrsteam.com/DocumentResources/cd5e7178-85a0-4af8-a1d5-52566d10b500.pdf | http://prodrep.mrsteam.com/DocumentResources/6446cb4f-5f9a-433c-9c0a-111dab242cb3.pdf | http://prodrep.mrsteam.com/DocumentResources/fb82c221-da8d-4d90-ae1e-66670ba7542f.pdf | NO | Plastic; Metal; Stainless Steel | UL Listed; cUL Listed | YES | N/A | YES | NO | YES | NO | NO | 60 MIN | 120 °F | Wall-Mount or Floor-Mount | NO | 1; EA | NO | NO | NO | NO | PESTICIDE/AEROSOL: NO | CHEMICAL/SOLVENT: NO | Lead: No Mercury: No Silver: No Cadmium: No Chromium: No Barium: No Arsenic: No Selenium: No | PARCEL | 70 | N/A | N/A | RIGHT | 1/2 NPT | 1/2 NPT & 3/8 NPT | 0 PSI | NPT | N/A | ELECTRIC | 361 - 475 CU. FT. | N/A | 1.4 GAL PER 20 MIN CYCLE | NO | N/A | N/A | N/A | N/A | N/A | N/A | N/A | N/A | N/A | N/A | N/A | N/A | N/A | N/A | N/A | N/A | N/A | N/A | N/A | N/A | N/A | N/A | N/A | NO | YES | NO | 2017-06-24 | Mr. Steam Price Book 2017 | N/A
S1C1AI3WH | GENERATOR PACKAGE | iSteam Generator Package | ACTIVE (ECOM) | 10kW Steam Bath Generator with iSteam3 AutoFlush Package in White | 767931911279 | 00767931911279 | WHITE | eSeries 10kW Steam Bath Generator at 240V with iSteam® 3 Touch Screen Control in White with matching AromaSteam iSteam SteamHead, and AutoFlush. For generator models MS90E to MSSUPER6E. | 5325 | 3727.5 | 2019-04-01 | Yes | 54 | 24 | 23 | 22 | 24 x 23 x 22 | 54 | 24 | 23 | 22 | 24 x 23 x 22 | eSeries Generators are crafted from stainless steel and assembled with meticulous attention to detail. Every component is designed, designed and engineered in-house to the most exacting standards. | Free from defects in materials and craftsmanship for its lifetime. MrSteam will repair or replace (at its option) a Generator which fails to conform to this warranty | Installs in areas such as a cabinet, closet, under a sealed bench or in an insulated attic | Exclusive micro processor operating system is the brains of our intelligent steam generator | Easily install spa therapy accessories or components such as AromaTherapy, ChromaTherapy, Steamlinx, and more | LED indicators to help you troubleshoot any connection and maintenance challenges | Naturally corrosion resistant, 100 percent recyclable stainless steel inside and out | Designed to save water and energy. Uses less than two gallons of water vs 40 gallons for an ordinary bath | 60 minute automatic cutoff, low voltage board, designed for easy access safe service | US and Canadian UL listed, and CE and NOM certified for unsurpassed quality and safety | Reliable, industrial grade, and the industries largest copper heating element heats fast and is easy to remove and service | 10 | 10000 | 240 | 42 | YES | 8 | N/A | 103867; 104117-60; MSTS; STEAMLINX | N/A | N/A | https://cdn.intelligencebank.com/us/share/B3R/KeX0/21y6/original/steam-logo-white.jpg | http://public2.intelligencebank.com/e2c56f829e1e5d82347c365bf31980f6/46f3c72ebb1d6fa8664987dfe5c7d8b7/S1C1AI3WH.jpg | N/A | N/A | https://vimeo.com/58153234 | https://vimeo.com/58153232 | N/A | https://vimeo.com/81504512 | http://prodrep.mrsteam.com/DocumentResources/d1f0ef4a-aa86-4f9f-b8e4-ceba8ace31f3.pdf | http://prodrep.mrsteam.com/DocumentResources/0468ef5a-0b97-439b-8fad-c2c296d89e6f.pdf | http://prodrep.mrsteam.com/DocumentResources/278f8bd4-e4dd-4dc6-bbf8-9b48e09be4aa.pdf | 1419293 | N/A | UNITED STATES | http://prodrep.mrsteam.com/DocumentResources/7fbb39fd-1c69-485a-8ade-2da95fdf4576.pdf | 72 HOURS | http://prodrep.mrsteam.com/DocumentResources/cd5e7178-85a0-4af8-a1d5-52566d10b500.pdf | http://prodrep.mrsteam.com/DocumentResources/6446cb4f-5f9a-433c-9c0a-111dab242cb3.pdf | http://prodrep.mrsteam.com/DocumentResources/fb82c221-da8d-4d90-ae1e-66670ba7542f.pdf | NO | Plastic; Metal; Stainless Steel | UL Listed; cUL Listed | YES | N/A | YES | NO | YES | NO | NO | 60 MIN | 120 °F | Wall-Mount or Floor-Mount | NO | 1; EA | NO | NO | NO | NO | PESTICIDE/AEROSOL: NO | CHEMICAL/SOLVENT: NO | Lead: No Mercury: No Silver: No Cadmium: No Chromium: No Barium: No Arsenic: No Selenium: No | PARCEL | 70 | N/A | N/A | RIGHT | 1/2 NPT | 1/2 NPT & 3/8 NPT | 0 PSI | NPT | N/A | ELECTRIC | 361 - 475 CU. FT. | N/A | 1.4 GAL PER 20 MIN CYCLE | NO | N/A | N/A | N/A | N/A | N/A | N/A | N/A | N/A | N/A | N/A | N/A | N/A | N/A | N/A | N/A | N/A | N/A | N/A | N/A | N/A | N/A | N/A | N/A | NO | YES | NO | 2017-06-24 | Mr. Steam Price Book 2017 | N/A
S2C1AI3BK | GENERATOR PACKAGE | iSteam Generator Package | ACTIVE (ECOM) | 12kW Steam Bath Generator with iSteam3 AutoFlush Package in Black | 767931911286 | 00767931911286 | BLACK | eSeries 12kW Steam Bath Generator at 240V with iSteam® 3 Touch Screen Control in Black with matching AromaSteam iSteam SteamHead, and AutoFlush. For generator models MS90E to MSSUPER6E. | 5725 | 4007.5 | 2019-04-01 | Yes | 54 | 24 | 23 | 22 | 24 x 23 x 22 | 54 | 24 | 23 | 22 | 24 x 23 x 22 | eSeries Generators are crafted from stainless steel and assembled with meticulous attention to detail. Every component is designed, designed and engineered in-house to the most exacting standards. | Free from defects in materials and craftsmanship for its lifetime. MrSteam will repair or replace (at its option) a Generator which fails to conform to this warranty | Installs in areas such as a cabinet, closet, under a sealed bench or in an insulated attic | Exclusive micro processor operating system is the brains of our intelligent steam generator | Easily install spa therapy accessories or components such as AromaTherapy, ChromaTherapy, Steamlinx, and more | LED indicators to help you troubleshoot any connection and maintenance challenges | Naturally corrosion resistant, 100 percent recyclable stainless steel inside and out | Designed to save water and energy. Uses less than two gallons of water vs 40 gallons for an ordinary bath | 60 minute automatic cutoff, low voltage board, designed for easy access safe service | US and Canadian UL listed, and CE and NOM certified for unsurpassed quality and safety | Reliable, industrial grade, and the industries largest copper heating element heats fast and is easy to remove and service | 12 | 12000 | 240 | 50 | YES | 6 | N/A | 103867; 104117-60; MSTS; STEAMLINX | N/A | N/A | https://cdn.intelligencebank.com/us/share/B3R/KeX0/21y6/original/steam-logo-white.jpg | http://public2.intelligencebank.com/e2c56f829e1e5d82347c365bf31980f6/09f654f6a697212745dae5ea786df43d/S2C1AI3BK.jpg | N/A | N/A | https://vimeo.com/58153234 | https://vimeo.com/58153232 | N/A | https://vimeo.com/81504512 | http://prodrep.mrsteam.com/DocumentResources/d1f0ef4a-aa86-4f9f-b8e4-ceba8ace31f3.pdf | http://prodrep.mrsteam.com/DocumentResources/0468ef5a-0b97-439b-8fad-c2c296d89e6f.pdf | http://prodrep.mrsteam.com/DocumentResources/278f8bd4-e4dd-4dc6-bbf8-9b48e09be4aa.pdf | 1419293 | N/A | UNITED STATES | http://prodrep.mrsteam.com/DocumentResources/7fbb39fd-1c69-485a-8ade-2da95fdf4576.pdf | 72 HOURS | http://prodrep.mrsteam.com/DocumentResources/cd5e7178-85a0-4af8-a1d5-52566d10b500.pdf | http://prodrep.mrsteam.com/DocumentResources/6446cb4f-5f9a-433c-9c0a-111dab242cb3.pdf | http://prodrep.mrsteam.com/DocumentResources/fb82c221-da8d-4d90-ae1e-66670ba7542f.pdf | NO | Plastic; Metal; Stainless Steel | UL Listed; cUL Listed | YES | N/A | YES | NO | YES | NO | NO | 60 MIN | 120 °F | Wall-Mount or Floor-Mount | NO | 1; EA | NO | NO | NO | NO | PESTICIDE/AEROSOL: NO | CHEMICAL/SOLVENT: NO | Lead: No Mercury: No Silver: No Cadmium: No Chromium: No Barium: No Arsenic: No Selenium: No | PARCEL | 70 | N/A | N/A | RIGHT | 1/2 NPT | 1/2 NPT & 3/8 NPT | 0 PSI | NPT | N/A | ELECTRIC | 476 - 575 CU. FT. | N/A | 1.6 GAL PER 20 MIN CYCLE | NO | N/A | N/A | N/A | N/A | N/A | N/A | N/A | N/A | N/A | N/A | N/A | N/A | N/A | N/A | N/A | N/A | N/A | N/A | N/A | N/A | N/A | N/A | N/A | NO | YES | NO | 2017-06-24 | Mr. Steam Price Book 2017 | N/A
S2C1AI3WH | GENERATOR PACKAGE | iSteam Generator Package | ACTIVE (ECOM) | 12kW Steam Bath Generator with iSteam3 AutoFlush Package in White | 767931911293 | 00767931911293 | WHITE | eSeries 12kW Steam Bath Generator at 240V with iSteam® 3 Touch Screen Control in White with matching AromaSteam iSteam SteamHead, and AutoFlush. For generator models MS90E to MSSUPER6E. | 5725 | 4007.5 | 2019-04-01 | Yes | 54 | 24 | 23 | 22 | 24 x 23 x 22 | 54 | 24 | 23 | 22 | 24 x 23 x 22 | eSeries Generators are crafted from stainless steel and assembled with meticulous attention to detail. Every component is designed, designed and engineered in-house to the most exacting standards. | Free from defects in materials and craftsmanship for its lifetime. MrSteam will repair or replace (at its option) a Generator which fails to conform to this warranty | Installs in areas such as a cabinet, closet, under a sealed bench or in an insulated attic | Exclusive micro processor operating system is the brains of our intelligent steam generator | Easily install spa therapy accessories or components such as AromaTherapy, ChromaTherapy, Steamlinx, and more | LED indicators to help you troubleshoot any connection and maintenance challenges | Naturally corrosion resistant, 100 percent recyclable stainless steel inside and out | Designed to save water and energy. Uses less than two gallons of water vs 40 gallons for an ordinary bath | 60 minute automatic cutoff, low voltage board, designed for easy access safe service | US and Canadian UL listed, and CE and NOM certified for unsurpassed quality and safety | Reliable, industrial grade, and the industries largest copper heating element heats fast and is easy to remove and service | 12 | 12000 | 240 | 50 | YES | 6 | N/A | 103867; 104117-60; MSTS; STEAMLINX | N/A | N/A | https://cdn.intelligencebank.com/us/share/B3R/KeX0/21y6/original/steam-logo-white.jpg | http://public2.intelligencebank.com/e2c56f829e1e5d82347c365bf31980f6/b54a1c9788fca62445e341e72047fba6/S2C1AI3WH.jpg | N/A | N/A | https://vimeo.com/58153234 | https://vimeo.com/58153232 | N/A | https://vimeo.com/81504512 | http://prodrep.mrsteam.com/DocumentResources/d1f0ef4a-aa86-4f9f-b8e4-ceba8ace31f3.pdf | http://prodrep.mrsteam.com/DocumentResources/0468ef5a-0b97-439b-8fad-c2c296d89e6f.pdf | http://prodrep.mrsteam.com/DocumentResources/278f8bd4-e4dd-4dc6-bbf8-9b48e09be4aa.pdf | 1419293 | N/A | UNITED STATES | http://prodrep.mrsteam.com/DocumentResources/7fbb39fd-1c69-485a-8ade-2da95fdf4576.pdf | 72 HOURS | http://prodrep.mrsteam.com/DocumentResources/cd5e7178-85a0-4af8-a1d5-52566d10b500.pdf | http://prodrep.mrsteam.com/DocumentResources/6446cb4f-5f9a-433c-9c0a-111dab242cb3.pdf | http://prodrep.mrsteam.com/DocumentResources/fb82c221-da8d-4d90-ae1e-66670ba7542f.pdf | NO | Plastic; Metal; Stainless Steel | UL Listed; cUL Listed | YES | N/A | YES | NO | YES | NO | NO | 60 MIN | 120 °F | Wall-Mount or Floor-Mount | NO | 1; EA | NO | NO | NO | NO | PESTICIDE/AEROSOL: NO | CHEMICAL/SOLVENT: NO | Lead: No Mercury: No Silver: No Cadmium: No Chromium: No Barium: No Arsenic: No Selenium: No | PARCEL | 70 | N/A | N/A | RIGHT | 1/2 NPT | 1/2 NPT & 3/8 NPT | 0 PSI | NPT | N/A | ELECTRIC | 476 - 575 CU. FT. | N/A | 1.6 GAL PER 20 MIN CYCLE | NO | N/A | N/A | N/A | N/A | N/A | N/A | N/A | N/A | N/A | N/A | N/A | N/A | N/A | N/A | N/A | N/A | N/A | N/A | N/A | N/A | N/A | N/A | N/A | NO | YES | NO | 2017-06-24 | Mr. Steam Price Book 2017 | N/A
S3C1AI3BK | GENERATOR PACKAGE | iSteam Generator Package | ACTIVE (ECOM) | 15kW Steam Bath Generator with iSteam3 AutoFlush Package in Black | 767931911309 | 00767931911309 | BLACK | eSeries 15kW Steam Bath Generator at 240V with iSteam® 3 Touch Screen Control in Black with matching AromaSteam iSteam SteamHead, and AutoFlush. For generator models MS90E to MSSUPER6E. | 6225 | 4357.5 | 2019-04-01 | Yes | 54 | 24 | 23 | 22 | 24 x 23 x 22 | 54 | 24 | 23 | 22 | 24 x 23 x 22 | eSeries Generators are crafted from stainless steel and assembled with meticulous attention to detail. Every component is designed, designed and engineered in-house to the most exacting standards. | Free from defects in materials and craftsmanship for its lifetime. MrSteam will repair or replace (at its option) a Generator which fails to conform to this warranty | Installs in areas such as a cabinet, closet, under a sealed bench or in an insulated attic | Exclusive micro processor operating system is the brains of our intelligent steam generator | Easily install spa therapy accessories or components such as AromaTherapy, ChromaTherapy, Steamlinx, and more | LED indicators to help you troubleshoot any connection and maintenance challenges | Naturally corrosion resistant, 100 percent recyclable stainless steel inside and out | Designed to save water and energy. Uses less than two gallons of water vs 40 gallons for an ordinary bath | 60 minute automatic cutoff, low voltage board, designed for easy access safe service | US and Canadian UL listed, and CE and NOM certified for unsurpassed quality and safety | Reliable, industrial grade, and the industries largest copper heating element heats fast and is easy to remove and service | 15 | 15000 | 240 | 63 | YES | 4 | N/A | 103867; 104117-60; MSTS; STEAMLINX | N/A | N/A | https://cdn.intelligencebank.com/us/share/B3R/KeX0/21y6/original/steam-logo-white.jpg | http://public2.intelligencebank.com/e2c56f829e1e5d82347c365bf31980f6/c151ae6145bac385a367b4afe9ffc0ad/S3C1AI3BK.jpg | N/A | N/A | https://vimeo.com/58153234 | https://vimeo.com/58153232 | N/A | https://vimeo.com/81504512 | http://prodrep.mrsteam.com/DocumentResources/d1f0ef4a-aa86-4f9f-b8e4-ceba8ace31f3.pdf | http://prodrep.mrsteam.com/DocumentResources/0468ef5a-0b97-439b-8fad-c2c296d89e6f.pdf | http://prodrep.mrsteam.com/DocumentResources/278f8bd4-e4dd-4dc6-bbf8-9b48e09be4aa.pdf | 1419293 | N/A | UNITED STATES | http://prodrep.mrsteam.com/DocumentResources/7fbb39fd-1c69-485a-8ade-2da95fdf4576.pdf | 72 HOURS | http://prodrep.mrsteam.com/DocumentResources/cd5e7178-85a0-4af8-a1d5-52566d10b500.pdf | http://prodrep.mrsteam.com/DocumentResources/6446cb4f-5f9a-433c-9c0a-111dab242cb3.pdf | http://prodrep.mrsteam.com/DocumentResources/fb82c221-da8d-4d90-ae1e-66670ba7542f.pdf | NO | Plastic; Metal; Stainless Steel | UL Listed; cUL Listed | YES | N/A | YES | NO | YES | NO | NO | 60 MIN | 120 °F | Wall-Mount or Floor-Mount | NO | 1; EA | NO | NO | NO | NO | PESTICIDE/AEROSOL: NO | CHEMICAL/SOLVENT: NO | Lead: No Mercury: No Silver: No Cadmium: No Chromium: No Barium: No Arsenic: No Selenium: No | PARCEL | 70 | N/A | N/A | RIGHT | 1/2 NPT | 1/2 NPT & 3/8 NPT | 0 PSI | NPT | N/A | ELECTRIC | 576 - 675 CU. FT. | N/A | 1.0 GAL PER 20 MIN CYCLE | NO | N/A | N/A | N/A | N/A | N/A | N/A | N/A | N/A | N/A | N/A | N/A | N/A | N/A | N/A | N/A | N/A | N/A | N/A | N/A | N/A | N/A | N/A | N/A | NO | YES | NO | 2017-06-24 | Mr. Steam Price Book 2017 | N/A
S3C1AI3WH | GENERATOR PACKAGE | iSteam Generator Package | ACTIVE (ECOM) | 15kW Steam Bath Generator with iSteam3 AutoFlush Package in White | 767931911316 | 00767931911316 | WHITE | eSeries 15kW Steam Bath Generator at 240V with iSteam® 3 Touch Screen Control in White with matching AromaSteam iSteam SteamHead, and AutoFlush. For generator models MS90E to MSSUPER6E. | 6225 | 4357.5 | 2019-04-01 | Yes | 54 | 24 | 23 | 22 | 24 x 23 x 22 | 54 | 24 | 23 | 22 | 24 x 23 x 22 | eSeries Generators are crafted from stainless steel and assembled with meticulous attention to detail. Every component is designed, designed and engineered in-house to the most exacting standards. | Free from defects in materials and craftsmanship for its lifetime. MrSteam will repair or replace (at its option) a Generator which fails to conform to this warranty | Installs in areas such as a cabinet, closet, under a sealed bench or in an insulated attic | Exclusive micro processor operating system is the brains of our intelligent steam generator | Easily install spa therapy accessories or components such as AromaTherapy, ChromaTherapy, Steamlinx, and more | LED indicators to help you troubleshoot any connection and maintenance challenges | Naturally corrosion resistant, 100 percent recyclable stainless steel inside and out | Designed to save water and energy. Uses less than two gallons of water vs 40 gallons for an ordinary bath | 60 minute automatic cutoff, low voltage board, designed for easy access safe service | US and Canadian UL listed, and CE and NOM certified for unsurpassed quality and safety | Reliable, industrial grade, and the industries largest copper heating element heats fast and is easy to remove and service | 15 | 15000 | 240 | 63 | YES | 4 | N/A | 103867; 104117-60; MSTS; STEAMLINX | N/A | N/A | https://cdn.intelligencebank.com/us/share/B3R/KeX0/21y6/original/steam-logo-white.jpg | http://public2.intelligencebank.com/e2c56f829e1e5d82347c365bf31980f6/c8a745376fa9f492e9207f96faeda8e5/S3C1AI3WH.jpg | N/A | N/A | https://vimeo.com/58153234 | https://vimeo.com/58153232 | N/A | https://vimeo.com/81504512 | http://prodrep.mrsteam.com/DocumentResources/d1f0ef4a-aa86-4f9f-b8e4-ceba8ace31f3.pdf | http://prodrep.mrsteam.com/DocumentResources/0468ef5a-0b97-439b-8fad-c2c296d89e6f.pdf | http://prodrep.mrsteam.com/DocumentResources/278f8bd4-e4dd-4dc6-bbf8-9b48e09be4aa.pdf | 1419293 | N/A | UNITED STATES | http://prodrep.mrsteam.com/DocumentResources/7fbb39fd-1c69-485a-8ade-2da95fdf4576.pdf | 72 HOURS | http://prodrep.mrsteam.com/DocumentResources/cd5e7178-85a0-4af8-a1d5-52566d10b500.pdf | http://prodrep.mrsteam.com/DocumentResources/6446cb4f-5f9a-433c-9c0a-111dab242cb3.pdf | http://prodrep.mrsteam.com/DocumentResources/fb82c221-da8d-4d90-ae1e-66670ba7542f.pdf | NO | Plastic; Metal; Stainless Steel | UL Listed; cUL Listed | YES | N/A | YES | NO | YES | NO | NO | 60 MIN | 120 °F | Wall-Mount or Floor-Mount | NO | 1; EA | NO | NO | NO | NO | PESTICIDE/AEROSOL: NO | CHEMICAL/SOLVENT: NO | Lead: No Mercury: No Silver: No Cadmium: No Chromium: No Barium: No Arsenic: No Selenium: No | PARCEL | 70 | N/A | N/A | RIGHT | 1/2 NPT | 1/2 NPT & 3/8 NPT | 0 PSI | NPT | N/A | ELECTRIC | 576 - 675 CU. FT. | N/A | 1.0 GAL PER 20 MIN CYCLE | NO | N/A | N/A | N/A | N/A | N/A | N/A | N/A | N/A | N/A | N/A | N/A | N/A | N/A | N/A | N/A | N/A | N/A | N/A | N/A | N/A | N/A | N/A | N/A | NO | YES | NO | 2017-06-24 | Mr. Steam Price Book 2017 | N/A
S4C1AI3BK | GENERATOR PACKAGE | iSteam Generator Package | DISCONTINUED | 20kW Steam Bath Generator with iSteam3 AutoFlush 2 Package in Black | 767931911323 | 00767931911323 | BLACK | eSeries 20kW Steam Bath Generator at 240V with iSteam® 3 Touch Screen Control in Black with matching AromaSteam iSteam SteamHead, and AutoFlush. For generator models MS90E to MSSUPER6E. | 8835 | 6184.5 | 2019-04-01 | Yes | 91 | 30 | 24 | 20 | 30 x 24 x 20 | 91 | 30 | 24 | 20 | 30 x 24 x 20 | eSeries Generators are crafted from stainless steel and assembled with meticulous attention to detail. Every component is designed, designed and engineered in-house to the most exacting standards. | Free from defects in materials and craftsmanship for its lifetime. MrSteam will repair or replace (at its option) a Generator which fails to conform to this warranty | Installs in areas such as a cabinet, closet, under a sealed bench or in an insulated attic | Exclusive micro processor operating system is the brains of our intelligent steam generator | Easily install spa therapy accessories or components such as AromaTherapy, ChromaTherapy, Steamlinx, and more | LED indicators to help you troubleshoot any connection and maintenance challenges | Naturally corrosion resistant, 100 percent recyclable stainless steel inside and out | Designed to save water and energy. Uses less than two gallons of water vs 40 gallons for an ordinary bath | 60 minute automatic cutoff, low voltage board, designed for easy access safe service | US and Canadian UL listed, and CE and NOM certified for unsurpassed quality and safety | Reliable, industrial grade, and the industries largest copper heating element heats fast and is easy to remove and service | 20 | 20000 | 240 | 84 | YES | 8 | N/A | 103867; 104117-60; MSTS; STEAMLINX | N/A | N/A | https://cdn.intelligencebank.com/us/share/B3R/KeX0/21y6/original/steam-logo-white.jpg | http://public2.intelligencebank.com/e2c56f829e1e5d82347c365bf31980f6/e8e023211832079a55edf5bda2c91f2f/S4C1AI3BK.jpg | N/A | N/A | https://vimeo.com/58153234 | https://vimeo.com/58153232 | N/A | https://vimeo.com/81504512 | http://prodrep.mrsteam.com/DocumentResources/d1f0ef4a-aa86-4f9f-b8e4-ceba8ace31f3.pdf | http://prodrep.mrsteam.com/DocumentResources/0468ef5a-0b97-439b-8fad-c2c296d89e6f.pdf | http://prodrep.mrsteam.com/DocumentResources/278f8bd4-e4dd-4dc6-bbf8-9b48e09be4aa.pdf | 1419293 | N/A | UNITED STATES | http://prodrep.mrsteam.com/DocumentResources/7fbb39fd-1c69-485a-8ade-2da95fdf4576.pdf | 72 HOURS |  |  | http://prodrep.mrsteam.com/DocumentResources/fb82c221-da8d-4d90-ae1e-66670ba7542f.pdf | NO | Plastic; Metal; Stainless Steel | UL Listed; cUL Listed | YES | N/A | YES | NO | YES | NO | NO | 60 MIN | 120 °F | Wall-Mount or Floor-Mount | NO | 1; EA | NO | NO | NO | NO | PESTICIDE/AEROSOL: NO | CHEMICAL/SOLVENT: NO | Lead: No Mercury: No Silver: No Cadmium: No Chromium: No Barium: No Arsenic: No Selenium: No | PARCEL | 70 | N/A | N/A | RIGHT | 1/2 NPT | 1/2 NPT & 3/8 NPT | 0 PSI | NPT | N/A | ELECTRIC | 676 - 875 CU. FT. | N/A | 2.7 GAL PER 20 MIN CYCLE | NO | N/A | N/A | N/A | N/A | N/A | N/A | N/A | N/A | N/A | N/A | N/A | N/A | N/A | N/A | N/A | N/A | N/A | N/A | N/A | N/A | N/A | N/A | N/A | NO | YES | NO | 2017-06-24 | Mr. Steam Price Book 2017 | N/A
S4C1AI3WH | GENERATOR PACKAGE | iSteam Generator Package | DISCONTINUED | 20kW Steam Bath Generator with iSteam3 AutoFlush 2 Package in White | 767931911330 | 00767931911330 | WHITE | eSeries 20kW Steam Bath Generator at 240V with iSteam® 3 Touch Screen Control in White with matching AromaSteam iSteam SteamHead, and AutoFlush. For generator models MS90E to MSSUPER6E. | 8835 | 6184.5 | 2019-04-01 | Yes | 91 | 30 | 24 | 20 | 30 x 24 x 20 | 91 | 30 | 24 | 20 | 30 x 24 x 20 | eSeries Generators are crafted from stainless steel and assembled with meticulous attention to detail. Every component is designed, designed and engineered in-house to the most exacting standards. | Free from defects in materials and craftsmanship for its lifetime. MrSteam will repair or replace (at its option) a Generator which fails to conform to this warranty | Installs in areas such as a cabinet, closet, under a sealed bench or in an insulated attic | Exclusive micro processor operating system is the brains of our intelligent steam generator | Easily install spa therapy accessories or components such as AromaTherapy, ChromaTherapy, Steamlinx, and more | LED indicators to help you troubleshoot any connection and maintenance challenges | Naturally corrosion resistant, 100 percent recyclable stainless steel inside and out | Designed to save water and energy. Uses less than two gallons of water vs 40 gallons for an ordinary bath | 60 minute automatic cutoff, low voltage board, designed for easy access safe service | US and Canadian UL listed, and CE and NOM certified for unsurpassed quality and safety | Reliable, industrial grade, and the industries largest copper heating element heats fast and is easy to remove and service | 20 | 20000 | 240 | 84 | YES | 8 | N/A | 103867; 104117-60; MSTS; STEAMLINX | N/A | N/A | https://cdn.intelligencebank.com/us/share/B3R/KeX0/21y6/original/steam-logo-white.jpg | http://public2.intelligencebank.com/e2c56f829e1e5d82347c365bf31980f6/fe99e408604906dd8f5caa7faf1c0cb7/S4C1AI3WH.jpg | N/A | N/A | https://vimeo.com/58153234 | https://vimeo.com/58153232 | N/A | https://vimeo.com/81504512 | http://prodrep.mrsteam.com/DocumentResources/d1f0ef4a-aa86-4f9f-b8e4-ceba8ace31f3.pdf | http://prodrep.mrsteam.com/DocumentResources/0468ef5a-0b97-439b-8fad-c2c296d89e6f.pdf | http://prodrep.mrsteam.com/DocumentResources/278f8bd4-e4dd-4dc6-bbf8-9b48e09be4aa.pdf | 1419293 | N/A | UNITED STATES | http://prodrep.mrsteam.com/DocumentResources/7fbb39fd-1c69-485a-8ade-2da95fdf4576.pdf | 72 HOURS |  |  | http://prodrep.mrsteam.com/DocumentResources/fb82c221-da8d-4d90-ae1e-66670ba7542f.pdf | NO | Plastic; Metal; Stainless Steel | UL Listed; cUL Listed | YES | N/A | YES | NO | YES | NO | NO | 60 MIN | 120 °F | Wall-Mount or Floor-Mount | NO | 1; EA | NO | NO | NO | NO | PESTICIDE/AEROSOL: NO | CHEMICAL/SOLVENT: NO | Lead: No Mercury: No Silver: No Cadmium: No Chromium: No Barium: No Arsenic: No Selenium: No | PARCEL | 70 | N/A | N/A | RIGHT | 1/2 NPT | 1/2 NPT & 3/8 NPT | 0 PSI | NPT | N/A | ELECTRIC | 676 - 875 CU. FT. | N/A | 2.7 GAL PER 20 MIN CYCLE | NO | N/A | N/A | N/A | N/A | N/A | N/A | N/A | N/A | N/A | N/A | N/A | N/A | N/A | N/A | N/A | N/A | N/A | N/A | N/A | N/A | N/A | N/A | N/A | NO | YES | NO | 2017-06-24 | Mr. Steam Price Book 2017 | N/A
S5C1AI3BK | GENERATOR PACKAGE | iSteam Generator Package | DISCONTINUED | 24kW Steam Bath Generator with iSteam3 AutoFlush 2 Package in Black | 767931911347 | 00767931911347 | BLACK | eSeries 24kW Steam Bath Generator at 240V with iSteam® 3 Touch Screen Control in Black with matching AromaSteam iSteam SteamHead, and AutoFlush. For generator models MS90E to MSSUPER6E. | 9335 | 6534.5 | 2019-04-01 | Yes | 91 | 30 | 24 | 20 | 30 x 24 x 20 | 91 | 30 | 24 | 20 | 30 x 24 x 20 | eSeries Generators are crafted from stainless steel and assembled with meticulous attention to detail. Every component is designed, designed and engineered in-house to the most exacting standards. | Free from defects in materials and craftsmanship for its lifetime. MrSteam will repair or replace (at its option) a Generator which fails to conform to this warranty | Installs in areas such as a cabinet, closet, under a sealed bench or in an insulated attic | Exclusive micro processor operating system is the brains of our intelligent steam generator | Easily install spa therapy accessories or components such as AromaTherapy, ChromaTherapy, Steamlinx, and more | LED indicators to help you troubleshoot any connection and maintenance challenges | Naturally corrosion resistant, 100 percent recyclable stainless steel inside and out | Designed to save water and energy. Uses less than two gallons of water vs 40 gallons for an ordinary bath | 60 minute automatic cutoff, low voltage board, designed for easy access safe service | US and Canadian UL listed, and CE and NOM certified for unsurpassed quality and safety | Reliable, industrial grade, and the industries largest copper heating element heats fast and is easy to remove and service | 24 | 24000 | 240 | 100 | YES | 6 | N/A | 103867; 104117-60; MSTS; STEAMLINX | N/A | N/A | https://cdn.intelligencebank.com/us/share/B3R/KeX0/21y6/original/steam-logo-white.jpg | http://public2.intelligencebank.com/e2c56f829e1e5d82347c365bf31980f6/45cddd6bb8f8416a641070696708a509/S5C1AI3BK.jpg | N/A | N/A | https://vimeo.com/58153234 | https://vimeo.com/58153232 | N/A | https://vimeo.com/81504512 | http://prodrep.mrsteam.com/DocumentResources/d1f0ef4a-aa86-4f9f-b8e4-ceba8ace31f3.pdf | http://prodrep.mrsteam.com/DocumentResources/0468ef5a-0b97-439b-8fad-c2c296d89e6f.pdf | http://prodrep.mrsteam.com/DocumentResources/278f8bd4-e4dd-4dc6-bbf8-9b48e09be4aa.pdf | 1419293 | N/A | UNITED STATES | http://prodrep.mrsteam.com/DocumentResources/7fbb39fd-1c69-485a-8ade-2da95fdf4576.pdf | 72 HOURS |  |  | http://prodrep.mrsteam.com/DocumentResources/fb82c221-da8d-4d90-ae1e-66670ba7542f.pdf | NO | Plastic; Metal; Stainless Steel | UL Listed; cUL Listed | YES | N/A | YES | NO | YES | NO | NO | 60 MIN | 120 °F | Wall-Mount or Floor-Mount | NO | 1; EA | NO | NO | NO | NO | PESTICIDE/AEROSOL: NO | CHEMICAL/SOLVENT: NO | Lead: No Mercury: No Silver: No Cadmium: No Chromium: No Barium: No Arsenic: No Selenium: No | PARCEL | 70 | N/A | N/A | RIGHT | 1/2 NPT | 1/2 NPT & 3/8 NPT | 0 PSI | NPT | N/A | ELECTRIC | 876 - 1075 CU. FT. | N/A | 3.2 GAL PER 20 MIN CYCLE | NO | N/A | N/A | N/A | N/A | N/A | N/A | N/A | N/A | N/A | N/A | N/A | N/A | N/A | N/A | N/A | N/A | N/A | N/A | N/A | N/A | N/A | N/A | N/A | NO | YES | NO | 2017-06-24 | Mr. Steam Price Book 2017 | N/A
S5C1AI3WH | GENERATOR PACKAGE | iSteam Generator Package | DISCONTINUED | 24kW Steam Bath Generator with iSteam3 AutoFlush 2 Package in White | 767931911354 | 00767931911354 | WHITE | eSeries 24kW Steam Bath Generator at 240V with iSteam® 3 Touch Screen Control in White with matching AromaSteam iSteam SteamHead, and AutoFlush. For generator models MS90E to MSSUPER6E. | 9335 | 6534.5 | 2019-04-01 | Yes | 91 | 30 | 24 | 20 | 30 x 24 x 20 | 91 | 30 | 24 | 20 | 30 x 24 x 20 | eSeries Generators are crafted from stainless steel and assembled with meticulous attention to detail. Every component is designed, designed and engineered in-house to the most exacting standards. | Free from defects in materials and craftsmanship for its lifetime. MrSteam will repair or replace (at its option) a Generator which fails to conform to this warranty | Installs in areas such as a cabinet, closet, under a sealed bench or in an insulated attic | Exclusive micro processor operating system is the brains of our intelligent steam generator | Easily install spa therapy accessories or components such as AromaTherapy, ChromaTherapy, Steamlinx, and more | LED indicators to help you troubleshoot any connection and maintenance challenges | Naturally corrosion resistant, 100 percent recyclable stainless steel inside and out | Designed to save water and energy. Uses less than two gallons of water vs 40 gallons for an ordinary bath | 60 minute automatic cutoff, low voltage board, designed for easy access safe service | US and Canadian UL listed, and CE and NOM certified for unsurpassed quality and safety | Reliable, industrial grade, and the industries largest copper heating element heats fast and is easy to remove and service | 24 | 24000 | 240 | 100 | YES | 6 | N/A | 103867; 104117-60; MSTS; STEAMLINX | N/A | N/A | https://cdn.intelligencebank.com/us/share/B3R/KeX0/21y6/original/steam-logo-white.jpg | http://public2.intelligencebank.com/e2c56f829e1e5d82347c365bf31980f6/493db086aac5c249ef549bc2e1ab466b/S5C1AI3WH.jpg | N/A | N/A | https://vimeo.com/58153234 | https://vimeo.com/58153232 | N/A | https://vimeo.com/81504512 | http://prodrep.mrsteam.com/DocumentResources/d1f0ef4a-aa86-4f9f-b8e4-ceba8ace31f3.pdf | http://prodrep.mrsteam.com/DocumentResources/0468ef5a-0b97-439b-8fad-c2c296d89e6f.pdf | http://prodrep.mrsteam.com/DocumentResources/278f8bd4-e4dd-4dc6-bbf8-9b48e09be4aa.pdf | 1419293 | N/A | UNITED STATES | http://prodrep.mrsteam.com/DocumentResources/7fbb39fd-1c69-485a-8ade-2da95fdf4576.pdf | 72 HOURS |  |  | http://prodrep.mrsteam.com/DocumentResources/fb82c221-da8d-4d90-ae1e-66670ba7542f.pdf | NO | Plastic; Metal; Stainless Steel | UL Listed; cUL Listed | YES | N/A | YES | NO | YES | NO | NO | 60 MIN | 120 °F | Wall-Mount or Floor-Mount | NO | 1; EA | NO | NO | NO | NO | PESTICIDE/AEROSOL: NO | CHEMICAL/SOLVENT: NO | Lead: No Mercury: No Silver: No Cadmium: No Chromium: No Barium: No Arsenic: No Selenium: No | PARCEL | 70 | N/A | N/A | RIGHT | 1/2 NPT | 1/2 NPT & 3/8 NPT | 0 PSI | NPT | N/A | ELECTRIC | 876 - 1075 CU. FT. | N/A | 3.2 GAL PER 20 MIN CYCLE | NO | N/A | N/A | N/A | N/A | N/A | N/A | N/A | N/A | N/A | N/A | N/A | N/A | N/A | N/A | N/A | N/A | N/A | N/A | N/A | N/A | N/A | N/A | N/A | NO | YES | NO | 2017-06-24 | Mr. Steam Price Book 2017 | N/A
S6C1AI3BK | GENERATOR PACKAGE | iSteam Generator Package | DISCONTINUED | 30kW Steam Bath Generator with iSteam3 AutoFlush 2 Package in Black | 767931911361 | 00767931911361 | BLACK | eSeries 30kW Steam Bath Generator at 240V with iSteam® 3 Touch Screen Control in Black with matching AromaSteam iSteam SteamHead, and AutoFlush. For generator models MS90E to MSSUPER6E. | 10235 | 7164.5 | 2019-04-01 | Yes | 91 | 30 | 24 | 20 | 30 x 24 x 20 | 91 | 30 | 24 | 20 | 30 x 24 x 20 | eSeries Generators are crafted from stainless steel and assembled with meticulous attention to detail. Every component is designed, designed and engineered in-house to the most exacting standards. | Free from defects in materials and craftsmanship for its lifetime. MrSteam will repair or replace (at its option) a Generator which fails to conform to this warranty | Installs in areas such as a cabinet, closet, under a sealed bench or in an insulated attic | Exclusive micro processor operating system is the brains of our intelligent steam generator | Easily install spa therapy accessories or components such as AromaTherapy, ChromaTherapy, Steamlinx, and more | LED indicators to help you troubleshoot any connection and maintenance challenges | Naturally corrosion resistant, 100 percent recyclable stainless steel inside and out | Designed to save water and energy. Uses less than two gallons of water vs 40 gallons for an ordinary bath | 60 minute automatic cutoff, low voltage board, designed for easy access safe service | US and Canadian UL listed, and CE and NOM certified for unsurpassed quality and safety | Reliable, industrial grade, and the industries largest copper heating element heats fast and is easy to remove and service | 30 | 30000 | 240 | 125 | YES | 4 | N/A | 103867; 104117-60; MSTS; STEAMLINX | N/A | N/A | https://cdn.intelligencebank.com/us/share/B3R/KeX0/21y6/original/steam-logo-white.jpg | http://public2.intelligencebank.com/e2c56f829e1e5d82347c365bf31980f6/64730efa0e0ebf294f5be6814348444e/S6C1AI3BK.jpg | N/A | N/A | https://vimeo.com/58153234 | https://vimeo.com/58153232 | N/A | https://vimeo.com/81504512 | http://prodrep.mrsteam.com/DocumentResources/d1f0ef4a-aa86-4f9f-b8e4-ceba8ace31f3.pdf | http://prodrep.mrsteam.com/DocumentResources/0468ef5a-0b97-439b-8fad-c2c296d89e6f.pdf | http://prodrep.mrsteam.com/DocumentResources/278f8bd4-e4dd-4dc6-bbf8-9b48e09be4aa.pdf | 1419293 | N/A | UNITED STATES | http://prodrep.mrsteam.com/DocumentResources/7fbb39fd-1c69-485a-8ade-2da95fdf4576.pdf | 72 HOURS |  |  | http://prodrep.mrsteam.com/DocumentResources/fb82c221-da8d-4d90-ae1e-66670ba7542f.pdf | NO | Plastic; Metal; Stainless Steel | UL Listed; cUL Listed | YES | N/A | YES | NO | YES | NO | NO | 60 MIN | 120 °F | Wall-Mount or Floor-Mount | NO | 1; EA | NO | NO | NO | NO | PESTICIDE/AEROSOL: NO | CHEMICAL/SOLVENT: NO | Lead: No Mercury: No Silver: No Cadmium: No Chromium: No Barium: No Arsenic: No Selenium: No | PARCEL | 70 | N/A | N/A | RIGHT | 1/2 NPT | 1/2 NPT & 3/8 NPT | 0 PSI | NPT | N/A | ELECTRIC | 1076 - 1275 CU. FT. | N/A | 4.0 GAL PER 20 MIN CYCLE | NO | N/A | N/A | N/A | N/A | N/A | N/A | N/A | N/A | N/A | N/A | N/A | N/A | N/A | N/A | N/A | N/A | N/A | N/A | N/A | N/A | N/A | N/A | N/A | NO | YES | NO | 2017-06-24 | Mr. Steam Price Book 2017 | N/A
S6C1AI3WH | GENERATOR PACKAGE | iSteam Generator Package | DISCONTINUED | 30kW Steam Bath Generator with iSteam3 AutoFlush 2 Package in White | 767931911378 | 00767931911378 | WHITE | eSeries 30kW Steam Bath Generator at 240V with iSteam® 3 Touch Screen Control in White with matching AromaSteam iSteam SteamHead, and AutoFlush. For generator models MS90E to MSSUPER6E. | 10235 | 7164.5 | 2019-04-01 | Yes | 91 | 30 | 24 | 20 | 30 x 24 x 20 | 91 | 30 | 24 | 20 | 30 x 24 x 20 | eSeries Generators are crafted from stainless steel and assembled with meticulous attention to detail. Every component is designed, designed and engineered in-house to the most exacting standards. | Free from defects in materials and craftsmanship for its lifetime. MrSteam will repair or replace (at its option) a Generator which fails to conform to this warranty | Installs in areas such as a cabinet, closet, under a sealed bench or in an insulated attic | Exclusive micro processor operating system is the brains of our intelligent steam generator | Easily install spa therapy accessories or components such as AromaTherapy, ChromaTherapy, Steamlinx, and more | LED indicators to help you troubleshoot any connection and maintenance challenges | Naturally corrosion resistant, 100 percent recyclable stainless steel inside and out | Designed to save water and energy. Uses less than two gallons of water vs 40 gallons for an ordinary bath | 60 minute automatic cutoff, low voltage board, designed for easy access safe service | US and Canadian UL listed, and CE and NOM certified for unsurpassed quality and safety | Reliable, industrial grade, and the industries largest copper heating element heats fast and is easy to remove and service | 30 | 30000 | 240 | 125 | YES | 4 | N/A | 103867; 104117-60; MSTS; STEAMLINX | N/A | N/A | https://cdn.intelligencebank.com/us/share/B3R/KeX0/21y6/original/steam-logo-white.jpg | http://public2.intelligencebank.com/e2c56f829e1e5d82347c365bf31980f6/c775bb79c1769433a6609d8511c3455e/S6C1AI3WH.jpg | N/A | N/A | https://vimeo.com/58153234 | https://vimeo.com/58153232 | N/A | https://vimeo.com/81504512 | http://prodrep.mrsteam.com/DocumentResources/d1f0ef4a-aa86-4f9f-b8e4-ceba8ace31f3.pdf | http://prodrep.mrsteam.com/DocumentResources/0468ef5a-0b97-439b-8fad-c2c296d89e6f.pdf | http://prodrep.mrsteam.com/DocumentResources/278f8bd4-e4dd-4dc6-bbf8-9b48e09be4aa.pdf | 1419293 | N/A | UNITED STATES | http://prodrep.mrsteam.com/DocumentResources/7fbb39fd-1c69-485a-8ade-2da95fdf4576.pdf | 72 HOURS |  |  | http://prodrep.mrsteam.com/DocumentResources/fb82c221-da8d-4d90-ae1e-66670ba7542f.pdf | NO | Plastic; Metal; Stainless Steel | UL Listed; cUL Listed | YES | N/A | YES | NO | YES | NO | NO | 60 MIN | 120 °F | Wall-Mount or Floor-Mount | NO | 1; EA | NO | NO | NO | NO | PESTICIDE/AEROSOL: NO | CHEMICAL/SOLVENT: NO | Lead: No Mercury: No Silver: No Cadmium: No Chromium: No Barium: No Arsenic: No Selenium: No | PARCEL | 70 | N/A | N/A | RIGHT | 1/2 NPT | 1/2 NPT & 3/8 NPT | 0 PSI | NPT | N/A | ELECTRIC | 1076 - 1275 CU. FT. | N/A | 4.0 GAL PER 20 MIN CYCLE | NO | N/A | N/A | N/A | N/A | N/A | N/A | N/A | N/A | N/A | N/A | N/A | N/A | N/A | N/A | N/A | N/A | N/A | N/A | N/A | N/A | N/A | N/A | N/A | NO | YES | NO | 2017-06-24 | Mr. Steam Price Book 2017 | N/A
SAH3000B1 | GENERATOR | Steam@Home | ACTIVE | 3kW Steam at Home Generator at 208V | 767931900921 | 00767931900921 | N/A | 3kW Steam at Home Generator at 208V | 1350 | 945 | 2019-04-01 | Yes | 20 | 14.875 | 5.188 | 14.375 | 14.875 x 5.188 x 14.375 | 20 | 21 | 11 | 16 | 21 x 11 x 16 | Steam@Home is a smaller, affordable configuration with the same luxury experience. Just big enough to fit everything you want in a steam shower. Invigorate and revitalize every day in a personal steam bath right in your own home. Whether remodeling a bathroom, building a new home or simply retrofitting an existing shower; a Steam@Home steam bath can transform most bathrooms into a personal wellness spa. | Free from defects in materials and craftsmanship for its lifetime. MrSteam will repair or replace (at its option) a Generator which fails to conform to this warranty | Installs in areas such as a cabinet, closet, under a sealed bench or in an insulated attic | Exclusive micro processor operating system is the brains of our intelligent steam generator | Easily install spa therapy accessories or components such as AromaTherapy, ChromaTherapy, Steamlinx, and more | LED indicators to help you troubleshoot any connection and maintenance challenges | Naturally corrosion resistant, 100 percent recyclable stainless steel inside and out | Designed to save water and energy. Uses less than two gallons of water vs 40 gallons for an ordinary bath | 60 minute automatic cutoff, low voltage board, designed for easy access safe service | US and Canadian UL listed, and CE and NOM certified for unsurpassed quality and safety | Reliable, industrial grade, and the industries largest copper heating element heats fast and is easy to remove and service | 3 | 3000 | 208 | 13 | NO | 12 | N/A | 103867; 104198 | N/A | N/A | https://cdn.intelligencebank.com/us/share/B3R/KeX0/21y6/original/steam-logo-white.jpg | http://public2.intelligencebank.com/e2c56f829e1e5d82347c365bf31980f6/c4476c604f49aa8727d2bdc28532c570/SAH3000-6000.jpg | N/A | N/A | https://vimeo.com/58153234 | https://vimeo.com/58153232 | N/A | https://vimeo.com/mrsteam/generatorplaces | http://prodrep.mrsteam.com/DocumentResources/d1f0ef4a-aa86-4f9f-b8e4-ceba8ace31f3.pdf | http://prodrep.mrsteam.com/DocumentResources/1aee1f22-184c-4ac1-98bf-2f716b96b379.pdf | http://prodrep.mrsteam.com/DocumentResources/278f8bd4-e4dd-4dc6-bbf8-9b48e09be4aa.pdf | N/A | N/A | UNITED STATES | http://prodrep.mrsteam.com/DocumentResources/64581ab5-8038-42ab-a2d3-b704175d4b44.pdf | 72 HOURS | http://prodrep.mrsteam.com/DocumentResources/7ea7e6db-88c4-4cdf-b04f-a0fd7b95e466.pdf | http://prodrep.mrsteam.com/DocumentResources/b59f5c96-2c4a-4051-83e2-f4336bd7387d.pdf | http://prodrep.mrsteam.com/DocumentResources/fb82c221-da8d-4d90-ae1e-66670ba7542f.pdf | NO | Stainless Steel | UL Listed; cUL Listed | NO | 15 | YES | NO | YES | NO | NO | 60 MIN | 120 °F | Wall-Mount or Floor-Mount | NO | 1; EA | NO | NO | NO | NO | PESTICIDE/AEROSOL: NO | CHEMICAL/SOLVENT: NO | Lead: No Mercury: No Silver: Yes, below Cadmium: No Chromium: No Barium: No Arsenic: No Selenium: No | PARCEL | 70 | N/A | N/A | RIGHT | 1/2 NPT | 1/2 NPT & 3/8 NPT | 0 PSI | NPT | N/A | ELECTRIC | 60 - 75 CU. FT. | N/A | 0.4 GAL PER 20 MIN CYCLE | NO | N/A | N/A | N/A | N/A | N/A | N/A | N/A | N/A | N/A | N/A | N/A | N/A | N/A | N/A | N/A | N/A | N/A | N/A | N/A | N/A | N/A | N/A | N/A | NO | YES | NO | 2017-06-24 | Mr. Steam Price Book 2017 | N/A
SAH3000C1 | GENERATOR | Steam@Home | ACTIVE (ECOM) | 3kW Steam at Home Generator at 240V | 767931900938 | 00767931900938 | N/A | 3kW Steam at Home Generator at 240V | 1350 | 945 | 2019-04-01 | Yes | 20 | 14.875 | 5.188 | 14.375 | 14.875 x 5.188 x 14.375 | 20 | 21 | 11 | 16 | 21 x 11 x 16 | Steam@Home is a smaller, affordable configuration with the same luxury experience. Just big enough to fit everything you want in a steam shower. Invigorate and revitalize every day in a personal steam bath right in your own home. Whether remodeling a bathroom, building a new home or simply retrofitting an existing shower; a Steam@Home steam bath can transform most bathrooms into a personal wellness spa. | Free from defects in materials and craftsmanship for its lifetime. MrSteam will repair or replace (at its option) a Generator which fails to conform to this warranty | Installs in areas such as a cabinet, closet, under a sealed bench or in an insulated attic | Exclusive micro processor operating system is the brains of our intelligent steam generator | Easily install spa therapy accessories or components such as AromaTherapy, ChromaTherapy, Steamlinx, and more | LED indicators to help you troubleshoot any connection and maintenance challenges | Naturally corrosion resistant, 100 percent recyclable stainless steel inside and out | Designed to save water and energy. Uses less than two gallons of water vs 40 gallons for an ordinary bath | 60 minute automatic cutoff, low voltage board, designed for easy access safe service | US and Canadian UL listed, and CE and NOM certified for unsurpassed quality and safety | Reliable, industrial grade, and the industries largest copper heating element heats fast and is easy to remove and service | 3 | 3000 | 240 | 13 | NO | 12 | N/A | 103867; 104198 | N/A | N/A | https://cdn.intelligencebank.com/us/share/B3R/KeX0/21y6/original/steam-logo-white.jpg | http://public2.intelligencebank.com/e2c56f829e1e5d82347c365bf31980f6/c4476c604f49aa8727d2bdc28532c570/SAH3000-6000.jpg | N/A | N/A | https://vimeo.com/58153234 | https://vimeo.com/58153232 | N/A | https://vimeo.com/mrsteam/generatorplaces | http://prodrep.mrsteam.com/DocumentResources/d1f0ef4a-aa86-4f9f-b8e4-ceba8ace31f3.pdf | http://prodrep.mrsteam.com/DocumentResources/1aee1f22-184c-4ac1-98bf-2f716b96b379.pdf | http://prodrep.mrsteam.com/DocumentResources/278f8bd4-e4dd-4dc6-bbf8-9b48e09be4aa.pdf | N/A | N/A | UNITED STATES | http://prodrep.mrsteam.com/DocumentResources/64581ab5-8038-42ab-a2d3-b704175d4b44.pdf | 72 HOURS | http://prodrep.mrsteam.com/DocumentResources/7ea7e6db-88c4-4cdf-b04f-a0fd7b95e466.pdf | http://prodrep.mrsteam.com/DocumentResources/b59f5c96-2c4a-4051-83e2-f4336bd7387d.pdf | http://prodrep.mrsteam.com/DocumentResources/fb82c221-da8d-4d90-ae1e-66670ba7542f.pdf | NO | Stainless Steel | UL Listed; cUL Listed | NO | 15 | YES | NO | YES | NO | NO | 60 MIN | 120 °F | Wall-Mount or Floor-Mount | NO | 1; EA | NO | NO | NO | NO | PESTICIDE/AEROSOL: NO | CHEMICAL/SOLVENT: NO | Lead: No Mercury: No Silver: Yes, below Cadmium: No Chromium: No Barium: No Arsenic: No Selenium: No | PARCEL | 70 | N/A | N/A | RIGHT | 1/2 NPT | 1/2 NPT & 3/8 NPT | 0 PSI | NPT | N/A | ELECTRIC | 60 - 75 CU. FT. | N/A | 0.4 GAL PER 20 MIN CYCLE | NO | N/A | N/A | N/A | N/A | N/A | N/A | N/A | N/A | N/A | N/A | N/A | N/A | N/A | N/A | N/A | N/A | N/A | N/A | N/A | N/A | N/A | N/A | N/A | NO | YES | NO | 2017-06-24 | Mr. Steam Price Book 2017 | N/A
SAH4500B1 | GENERATOR | Steam@Home | ACTIVE | 4.5kW Steam at Home Generator at 208V | 767931900945 | 00767931900945 | N/A | 4.5kW Steam at Home Generator at 208V | 1450 | 1015 | 2019-04-01 | Yes | 20 | 14.875 | 5.188 | 14.375 | 14.875 x 5.188 x 14.375 | 20 | 21 | 11 | 16 | 21 x 11 x 16 | Steam@Home is a smaller, affordable configuration with the same luxury experience. Just big enough to fit everything you want in a steam shower. Invigorate and revitalize every day in a personal steam bath right in your own home. Whether remodeling a bathroom, building a new home or simply retrofitting an existing shower; a Steam@Home steam bath can transform most bathrooms into a personal wellness spa. | Free from defects in materials and craftsmanship for its lifetime. MrSteam will repair or replace (at its option) a Generator which fails to conform to this warranty | Installs in areas such as a cabinet, closet, under a sealed bench or in an insulated attic | Exclusive micro processor operating system is the brains of our intelligent steam generator | Easily install spa therapy accessories or components such as AromaTherapy, ChromaTherapy, Steamlinx, and more | LED indicators to help you troubleshoot any connection and maintenance challenges | Naturally corrosion resistant, 100 percent recyclable stainless steel inside and out | Designed to save water and energy. Uses less than two gallons of water vs 40 gallons for an ordinary bath | 60 minute automatic cutoff, low voltage board, designed for easy access safe service | US and Canadian UL listed, and CE and NOM certified for unsurpassed quality and safety | Reliable, industrial grade, and the industries largest copper heating element heats fast and is easy to remove and service | 4.5 | 4500 | 208 | 19 | NO | 10 | N/A | 103867; 104198 | N/A | N/A | https://cdn.intelligencebank.com/us/share/B3R/KeX0/21y6/original/steam-logo-white.jpg | http://public2.intelligencebank.com/e2c56f829e1e5d82347c365bf31980f6/c4476c604f49aa8727d2bdc28532c570/SAH3000-6000.jpg | N/A | N/A | https://vimeo.com/58153234 | https://vimeo.com/58153232 | N/A | https://vimeo.com/mrsteam/generatorplaces | http://prodrep.mrsteam.com/DocumentResources/d1f0ef4a-aa86-4f9f-b8e4-ceba8ace31f3.pdf | http://prodrep.mrsteam.com/DocumentResources/1aee1f22-184c-4ac1-98bf-2f716b96b379.pdf | http://prodrep.mrsteam.com/DocumentResources/278f8bd4-e4dd-4dc6-bbf8-9b48e09be4aa.pdf | N/A | N/A | UNITED STATES | http://prodrep.mrsteam.com/DocumentResources/64581ab5-8038-42ab-a2d3-b704175d4b44.pdf | 72 HOURS | http://prodrep.mrsteam.com/DocumentResources/dc201f12-bb27-424d-8e65-90fe0ad4c7cb.pdf | http://prodrep.mrsteam.com/DocumentResources/b59f5c96-2c4a-4051-83e2-f4336bd7387d.pdf | http://prodrep.mrsteam.com/DocumentResources/fb82c221-da8d-4d90-ae1e-66670ba7542f.pdf | NO | Stainless Steel | UL Listed; cUL Listed | NO | 15 | YES | NO | YES | NO | NO | 60 MIN | 120 °F | Wall-Mount or Floor-Mount | NO | 1; EA | NO | NO | NO | NO | PESTICIDE/AEROSOL: NO | CHEMICAL/SOLVENT: NO | Lead: No Mercury: No Silver: Yes, below Cadmium: No Chromium: No Barium: No Arsenic: No Selenium: No | PARCEL | 70 | N/A | N/A | RIGHT | 1/2 NPT | 1/2 NPT & 3/8 NPT | 0 PSI | NPT | N/A | ELECTRIC | 76 - 110 CU. FT. | N/A | 0.5 GAL PER 20 MIN CYCLE | NO | N/A | N/A | N/A | N/A | N/A | N/A | N/A | N/A | N/A | N/A | N/A | N/A | N/A | N/A | N/A | N/A | N/A | N/A | N/A | N/A | N/A | N/A | N/A | NO | YES | NO | 2017-06-24 | Mr. Steam Price Book 2017 | N/A
SAH4500C1 | GENERATOR | Steam@Home | ACTIVE (ECOM) | 4.5kW Steam at Home Generator at 240V | 767931900952 | 00767931900952 | N/A | 4.5kW Steam at Home Generator at 240V | 1450 | 1015 | 2019-04-01 | Yes | 20 | 14.875 | 5.188 | 14.375 | 14.875 x 5.188 x 14.375 | 20 | 21 | 11 | 16 | 21 x 11 x 16 | Steam@Home is a smaller, affordable configuration with the same luxury experience. Just big enough to fit everything you want in a steam shower. Invigorate and revitalize every day in a personal steam bath right in your own home. Whether remodeling a bathroom, building a new home or simply retrofitting an existing shower; a Steam@Home steam bath can transform most bathrooms into a personal wellness spa. | Free from defects in materials and craftsmanship for its lifetime. MrSteam will repair or replace (at its option) a Generator which fails to conform to this warranty | Installs in areas such as a cabinet, closet, under a sealed bench or in an insulated attic | Exclusive micro processor operating system is the brains of our intelligent steam generator | Easily install spa therapy accessories or components such as AromaTherapy, ChromaTherapy, Steamlinx, and more | LED indicators to help you troubleshoot any connection and maintenance challenges | Naturally corrosion resistant, 100 percent recyclable stainless steel inside and out | Designed to save water and energy. Uses less than two gallons of water vs 40 gallons for an ordinary bath | 60 minute automatic cutoff, low voltage board, designed for easy access safe service | US and Canadian UL listed, and CE and NOM certified for unsurpassed quality and safety | Reliable, industrial grade, and the industries largest copper heating element heats fast and is easy to remove and service | 4.5 | 4500 | 240 | 19 | NO | 10 | N/A | 103867; 104198 | N/A | N/A | https://cdn.intelligencebank.com/us/share/B3R/KeX0/21y6/original/steam-logo-white.jpg | http://public2.intelligencebank.com/e2c56f829e1e5d82347c365bf31980f6/c4476c604f49aa8727d2bdc28532c570/SAH3000-6000.jpg | N/A | N/A | https://vimeo.com/58153234 | https://vimeo.com/58153232 | N/A | https://vimeo.com/mrsteam/generatorplaces | http://prodrep.mrsteam.com/DocumentResources/d1f0ef4a-aa86-4f9f-b8e4-ceba8ace31f3.pdf | http://prodrep.mrsteam.com/DocumentResources/1aee1f22-184c-4ac1-98bf-2f716b96b379.pdf | http://prodrep.mrsteam.com/DocumentResources/278f8bd4-e4dd-4dc6-bbf8-9b48e09be4aa.pdf | N/A | N/A | UNITED STATES | http://prodrep.mrsteam.com/DocumentResources/64581ab5-8038-42ab-a2d3-b704175d4b44.pdf | 72 HOURS | http://prodrep.mrsteam.com/DocumentResources/dc201f12-bb27-424d-8e65-90fe0ad4c7cb.pdf | http://prodrep.mrsteam.com/DocumentResources/b59f5c96-2c4a-4051-83e2-f4336bd7387d.pdf | http://prodrep.mrsteam.com/DocumentResources/fb82c221-da8d-4d90-ae1e-66670ba7542f.pdf | NO | Stainless Steel | UL Listed; cUL Listed | NO | 15 | YES | NO | YES | NO | NO | 60 MIN | 120 °F | Wall-Mount or Floor-Mount | NO | 1; EA | NO | NO | NO | NO | PESTICIDE/AEROSOL: NO | CHEMICAL/SOLVENT: NO | Lead: No Mercury: No Silver: Yes, below Cadmium: No Chromium: No Barium: No Arsenic: No Selenium: No | PARCEL | 70 | N/A | N/A | RIGHT | 1/2 NPT | 1/2 NPT & 3/8 NPT | 0 PSI | NPT | N/A | ELECTRIC | 76 - 110 CU. FT. | N/A | 0.5 GAL PER 20 MIN CYCLE | NO | N/A | N/A | N/A | N/A | N/A | N/A | N/A | N/A | N/A | N/A | N/A | N/A | N/A | N/A | N/A | N/A | N/A | N/A | N/A | N/A | N/A | N/A | N/A | NO | YES | NO | 2017-06-24 | Mr. Steam Price Book 2017 | N/A
SAH6000B1 | GENERATOR | Steam@Home | ACTIVE | 6kW Steam at Home Generator at 208V | 767931900969 | 00767931900969 | N/A | 6kW Steam at Home Generator at 208V | 1550 | 1085 | 2019-04-01 | Yes | 20 | 14.875 | 5.188 | 14.375 | 14.875 x 5.188 x 14.375 | 20 | 21 | 11 | 16 | 21 x 11 x 16 | Steam@Home is a smaller, affordable configuration with the same luxury experience. Just big enough to fit everything you want in a steam shower. Invigorate and revitalize every day in a personal steam bath right in your own home. Whether remodeling a bathroom, building a new home or simply retrofitting an existing shower; a Steam@Home steam bath can transform most bathrooms into a personal wellness spa. | Free from defects in materials and craftsmanship for its lifetime. MrSteam will repair or replace (at its option) a Generator which fails to conform to this warranty | Installs in areas such as a cabinet, closet, under a sealed bench or in an insulated attic | Exclusive micro processor operating system is the brains of our intelligent steam generator | Easily install spa therapy accessories or components such as AromaTherapy, ChromaTherapy, Steamlinx, and more | LED indicators to help you troubleshoot any connection and maintenance challenges | Naturally corrosion resistant, 100 percent recyclable stainless steel inside and out | Designed to save water and energy. Uses less than two gallons of water vs 40 gallons for an ordinary bath | 60 minute automatic cutoff, low voltage board, designed for easy access safe service | US and Canadian UL listed, and CE and NOM certified for unsurpassed quality and safety | Reliable, industrial grade, and the industries largest copper heating element heats fast and is easy to remove and service | 6 | 6000 | 208 | 25 | NO | 8 | N/A | 103867; 104198 | N/A | N/A | https://cdn.intelligencebank.com/us/share/B3R/KeX0/21y6/original/steam-logo-white.jpg | http://public2.intelligencebank.com/e2c56f829e1e5d82347c365bf31980f6/c4476c604f49aa8727d2bdc28532c570/SAH3000-6000.jpg | N/A | N/A | https://vimeo.com/58153234 | https://vimeo.com/58153232 | N/A | https://vimeo.com/mrsteam/generatorplaces | http://prodrep.mrsteam.com/DocumentResources/d1f0ef4a-aa86-4f9f-b8e4-ceba8ace31f3.pdf | http://prodrep.mrsteam.com/DocumentResources/1aee1f22-184c-4ac1-98bf-2f716b96b379.pdf | http://prodrep.mrsteam.com/DocumentResources/278f8bd4-e4dd-4dc6-bbf8-9b48e09be4aa.pdf | N/A | N/A | UNITED STATES | http://prodrep.mrsteam.com/DocumentResources/64581ab5-8038-42ab-a2d3-b704175d4b44.pdf | 72 HOURS | http://prodrep.mrsteam.com/DocumentResources/ec3ee353-e307-4539-9f39-ad8a6bc748cf.pdf | http://prodrep.mrsteam.com/DocumentResources/b59f5c96-2c4a-4051-83e2-f4336bd7387d.pdf | http://prodrep.mrsteam.com/DocumentResources/fb82c221-da8d-4d90-ae1e-66670ba7542f.pdf | NO | Stainless Steel | UL Listed; cUL Listed | NO | 15 | YES | NO | YES | NO | NO | 60 MIN | 120 °F | Wall-Mount or Floor-Mount | NO | 1; EA | NO | NO | NO | NO | PESTICIDE/AEROSOL: NO | CHEMICAL/SOLVENT: NO | Lead: No Mercury: No Silver: Yes, below Cadmium: No Chromium: No Barium: No Arsenic: No Selenium: No | PARCEL | 70 | N/A | N/A | RIGHT | 1/2 NPT | 1/2 NPT & 3/8 NPT | 0 PSI | NPT | N/A | ELECTRIC | 111 - 150 CU. FT. | N/A | 0.8 GAL PER 20 MIN CYCLE | NO | N/A | N/A | N/A | N/A | N/A | N/A | N/A | N/A | N/A | N/A | N/A | N/A | N/A | N/A | N/A | N/A | N/A | N/A | N/A | N/A | N/A | N/A | N/A | NO | YES | NO | 2017-06-24 | Mr. Steam Price Book 2017 | N/A
SAH6000C1 | GENERATOR | Steam@Home | ACTIVE (ECOM) | 6kW Steam at Home Generator at 240V | 767931900976 | 00767931900976 | N/A | 6kW Steam at Home Generator at 240V | 1550 | 1085 | 2019-04-01 | Yes | 20 | 14.875 | 5.188 | 14.375 | 14.875 x 5.188 x 14.375 | 20 | 21 | 11 | 16 | 21 x 11 x 16 | Steam@Home is a smaller, affordable configuration with the same luxury experience. Just big enough to fit everything you want in a steam shower. Invigorate and revitalize every day in a personal steam bath right in your own home. Whether remodeling a bathroom, building a new home or simply retrofitting an existing shower; a Steam@Home steam bath can transform most bathrooms into a personal wellness spa. | Free from defects in materials and craftsmanship for its lifetime. MrSteam will repair or replace (at its option) a Generator which fails to conform to this warranty | Installs in areas such as a cabinet, closet, under a sealed bench or in an insulated attic | Exclusive micro processor operating system is the brains of our intelligent steam generator | Easily install spa therapy accessories or components such as AromaTherapy, ChromaTherapy, Steamlinx, and more | LED indicators to help you troubleshoot any connection and maintenance challenges | Naturally corrosion resistant, 100 percent recyclable stainless steel inside and out | Designed to save water and energy. Uses less than two gallons of water vs 40 gallons for an ordinary bath | 60 minute automatic cutoff, low voltage board, designed for easy access safe service | US and Canadian UL listed, and CE and NOM certified for unsurpassed quality and safety | Reliable, industrial grade, and the industries largest copper heating element heats fast and is easy to remove and service | 6 | 6000 | 240 | 25 | NO | 8 | N/A | 103867; 104198 | N/A | N/A | https://cdn.intelligencebank.com/us/share/B3R/KeX0/21y6/original/steam-logo-white.jpg | http://public2.intelligencebank.com/e2c56f829e1e5d82347c365bf31980f6/c4476c604f49aa8727d2bdc28532c570/SAH3000-6000.jpg | N/A | N/A | https://vimeo.com/58153234 | https://vimeo.com/58153232 | N/A | https://vimeo.com/mrsteam/generatorplaces | http://prodrep.mrsteam.com/DocumentResources/d1f0ef4a-aa86-4f9f-b8e4-ceba8ace31f3.pdf | http://prodrep.mrsteam.com/DocumentResources/1aee1f22-184c-4ac1-98bf-2f716b96b379.pdf | http://prodrep.mrsteam.com/DocumentResources/278f8bd4-e4dd-4dc6-bbf8-9b48e09be4aa.pdf | N/A | N/A | UNITED STATES | http://prodrep.mrsteam.com/DocumentResources/64581ab5-8038-42ab-a2d3-b704175d4b44.pdf | 72 HOURS | http://prodrep.mrsteam.com/DocumentResources/ec3ee353-e307-4539-9f39-ad8a6bc748cf.pdf | http://prodrep.mrsteam.com/DocumentResources/b59f5c96-2c4a-4051-83e2-f4336bd7387d.pdf | http://prodrep.mrsteam.com/DocumentResources/fb82c221-da8d-4d90-ae1e-66670ba7542f.pdf | NO | Stainless Steel | UL Listed; cUL Listed | NO | 15 | YES | NO | YES | NO | NO | 60 MIN | 120 °F | Wall-Mount or Floor-Mount | NO | 1; EA | NO | NO | NO | NO | PESTICIDE/AEROSOL: NO | CHEMICAL/SOLVENT: NO | Lead: No Mercury: No Silver: Yes, below Cadmium: No Chromium: No Barium: No Arsenic: No Selenium: No | PARCEL | 70 | N/A | N/A | RIGHT | 1/2 NPT | 1/2 NPT & 3/8 NPT | 0 PSI | NPT | N/A | ELECTRIC | 111 - 150 CU. FT. | N/A | 0.8 GAL PER 20 MIN CYCLE | NO | N/A | N/A | N/A | N/A | N/A | N/A | N/A | N/A | N/A | N/A | N/A | N/A | N/A | N/A | N/A | N/A | N/A | N/A | N/A | N/A | N/A | N/A | N/A | NO | YES | NO | 2017-06-24 | Mr. Steam Price Book 2017 | N/A
SteamLinx | ACCESSORY | Individual Parts | ACTIVE (ECOM) | STEAMLINX Connectivity Module | 767931910272 | 00767931910272 | N/A | Works with all MrSteam Controls, allows smart phone or mobile device control of steam room functionality | 425 | 297.5 | 2019-04-01 | Yes | 1 | 3.75 | 3.75 | 2.5 | 3.75 x 3.75 x 2.5 | 2 | 10 | 7 | 4 | 10 x 7 x 4 | SteamLinx brings the convenience of using your smartphone or mobile device to start your steam shower from anywhere within your home. Get off to a quick start with just a few taps. All the benefits with less effort. | Use your smartphone or mobile device to control your steam shower | Whatever your preference, program your temperature and get comfortab | Use our standard 60-minute timer and take total control of how long you want your steam experience to last | Bring your steam system into your network | [6 empty] | 0.042 | 42 | 120 | 0.35 | NO | N/A | All eSeries Generators | N/A | N/A | N/A | https://cdn.intelligencebank.com/us/share/B3R/KeX0/21y6/original/steam-logo-white.jpg | http://public2.intelligencebank.com/e2c56f829e1e5d82347c365bf31980f6/32b340ff1a0d1c6d0010926b26be5fc7/STEAMLINX.jpg | N/A | N/A | https://vimeo.com/58153234 | https://vimeo.com/58153232 | https://vimeo.com/246511909 | https://vimeo.com/256969244 | http://prodrep.mrsteam.com/DocumentResources/d1f0ef4a-aa86-4f9f-b8e4-ceba8ace31f3.pdf | N/A | http://prodrep.mrsteam.com/DocumentResources/278f8bd4-e4dd-4dc6-bbf8-9b48e09be4aa.pdf | 1419532 | N/A | UNITED STATES | http://prodrep.mrsteam.com/DocumentResources/d6a61c17-60ee-4efc-b1ec-4fa4cb6c55b8.pdf | 72 HOURS | http://prodrep.mrsteam.com/DocumentResources/0afda6f4-0e68-4d00-826f-640d03f82144.pdf | http://prodrep.mrsteam.com/DocumentResources/70dbcfbf-8195-48d8-95e7-35eff3bc6a89.pdf | http://prodrep.mrsteam.com/DocumentResources/fb82c221-da8d-4d90-ae1e-66670ba7542f.pdf | NO | Electronic | UL Recognized | NO | N/A | NO | NO | YES | NO | NO | N/A | N/A | Wall-Mount or Floor-Mount | NO | 1; EA | NO | NO | NO | NO | PESTICIDE/AEROSOL: NO | CHEMICAL/SOLVENT: NO | Lead: No Mercury: No Silver: No Cadmium: No Chromium: No Barium: No Arsenic: No Selenium: No | PARCEL | 70 | N/A | N/A | N/A | N/A | N/A | N/A | N/A | N/A | N/A | N/A | N/A | N/A | NO | N/A | N/A | N/A | N/A | N/A | N/A | N/A | N/A | N/A | N/A | N/A | N/A | N/A | N/A | N/A | N/A | N/A | N/A | N/A | N/A | N/A | N/A | N/A | NO | NO | NO | 2017-06-24 | Mr. Steam Price Book 2017 | N/A
TA-CLAY | ACCESSORY | Individual Parts | ACTIVE (ECOM) | TALA Clay | 767931904127 | 00767931904127 | N/A | Known for its exceptional quality, purity and exfoliating capability, TALA Bath & Body Rhassoul Lava Clay may reduce dryness and flakiness, improve skin clarity and elasticity, and possibly help remove impurities and unblock pores. | 60 | 42 | 2019-04-01 | Yes | 1 | 10 | 7 | 4 | 10 x 7 x 4 | 2 | 10 | 7 | 4 | 10 x 7 x 4 | From Morocco to your face, TALA® BATH & BODY RHASSOUL CLAY is a meticulously dried, and transformative silken powder that absorbs liquid or oil from skin and hair, removing excess oils and replacing them with healthful minerals. It may reduce dryness and flakiness, improve skin clarity and elasticity, and possibly help remove impurities and unblock pores. Self-confidence is nurtured by healthy and glowing skin. TALA® BATH & BODY RHASSOUL CLAY gives you dependable skin-confidence. | 100% pure Moroccan Rhassoul Lava Clay is for all skin and hair types | Use for body cleansing, spa and Hammam treatments as a face mask and for hair | Absorb liquid and oil from skin and hair while replacing them with healthy minerals | This Lava Clay is known for its exceptional quality, purity and exfoliating capability | 6.76 oz / 200 ml | [5 empty] | N/A | N/A | N/A | N/A | NO | N/A | N/A | N/A | N/A | N/A | https://cdn.intelligencebank.com/us/share/B3R/KeX0/21y6/original/steam-logo-white.jpg | http://public2.intelligencebank.com/e2c56f829e1e5d82347c365bf31980f6/1ba89ec867ca555bce7eb6f723ef68ee/TA-CLAY.jpg | N/A | N/A | https://vimeo.com/58153234 | https://vimeo.com/58153232 | https://vimeo.com/121063689 | N/A | http://prodrep.mrsteam.com/DocumentResources/d1f0ef4a-aa86-4f9f-b8e4-ceba8ace31f3.pdf | N/A | N/A | N/A | N/A | UNITED STATES | N/A | 72 HOURS | N/A | N/A | N/A | NO | Clay | N/A | NO | N/A | NO | NO | YES | NO | NO | N/A | N/A | No Installation Needed | NO | 1; EA | NO | NO | NO | NO | PESTICIDE/AEROSOL: NO | CHEMICAL/SOLVENT: NO | Lead: No Mercury: No Silver: No Cadmium: No Chromium: No Barium: No Arsenic: No Selenium: No | PARCEL | 70 | N/A | N/A | N/A | N/A | N/A | N/A | N/A | N/A | N/A | N/A | N/A | N/A | NO | N/A | N/A | N/A | N/A | N/A | N/A | N/A | N/A | N/A | N/A | N/A | N/A | N/A | N/A | N/A | N/A | N/A | N/A | N/A | N/A | N/A | N/A | N/A | NO | NO | NO | 2017-06-24 | Mr. Steam Price Book 2017 | N/A
W216TORB | TOWEL WARMER | Broadway Collection | DISCONTINUED | W216 8-Bar Wall Mounted Electric Towel Warmer with Digital Timer in Oil Rubbed Bronze | 767931910289 | 00767931910289 | OIL RUBBED BRONZE | Broadway Collection Wall Mounted Electric Towel Warmer with 8 bars and Digital Timer in Oil Rubbed Bronze | 910 | 637 | 2019-04-01 | Yes | 23 | 20 | 15.76 | 4.375 | 20 x 15.76 x 4.375 | 21 | 26 | 19 | 6 | 26 x 19 x 6 | Inspired by the allure and glamour of the stage, the Broadway Collection offers traditional curved lines to increase the heated surface for your towel and robe. It's a timeless design that is always on trend. So, become the focus point in the warmth of the spotlight. Discover a new way to immerse your senses and surround yourself in aromatherapy. In addition to providing you a warm, dry towel after you bathe, this collection includes an essential oil well. | Comes standard with 24-hour digital timer and matching timer cover plate | Available in polished chrome, white or oil rubbed bronze | The quality, design and performance you expect from a MrSteam product | Installation tools and kit included | Dimensions 20” h x 15.75” w x 4.375” d | All models need to be hardwired to 120V |  |  |  |  | N/A | 100 | 120 | 0.83 | NO | N/A | N/A | RHOOK | N/A | N/A | https://cdn.intelligencebank.com/us/share/B3R/KeX0/21y6/original/steam-logo-white.jpg | N/A | N/A | http://public2.intelligencebank.com/e2c56f829e1e5d82347c365bf31980f6/f4fd772b41e1062ab2617fdc07413580/W216TORB.jpg | https://vimeo.com/58153234 | https://vimeo.com/58153232 | https://vimeo.com/58181496 | N/A | http://prodrep.mrsteam.com/DocumentResources/d1f0ef4a-aa86-4f9f-b8e4-ceba8ace31f3.pdf | N/A | N/A | 1019298 | Ethylene Glycol: 107-21-1 | UNITED STATES | http://prodrep.mrsteam.com/DocumentResources/66674f9b-3dbb-49b0-bfae-49e3c5940d40.pdf | 72 HOURS |  |  | N/A | NO | Steel | UL Listed; cUL Listed | NO | N/A | NO | NO | YES | NO | NO | N/A | N/A | Wall-Mount | NO | 1; EA | YES | NO | NO | NO | PESTICIDE/AEROSOL: NO | CHEMICAL/SOLVENT: NO | Lead: No Mercury: No Silver: No Cadmium: No Chromium: No Barium: No Arsenic: No Selenium: No | PARCEL | 70 | N/A | N/A | N/A | N/A | N/A | N/A | N/A | N/A | N/A | N/A | N/A | N/A | NO | N/A | N/A | N/A | N/A | N/A | N/A | N/A | N/A | N/A | N/A | N/A | N/A | N/A | N/A | N/A | N/A | N/A | N/A | N/A | N/A | N/A | N/A | N/A | NO | YES | NO | 2017-06-24 | Mr. Steam Price Book 2017 | N/A
W216TPC | TOWEL WARMER | Broadway Collection | DISCONTINUED | W216 8-Bar Wall Mounted Electric Towel Warmer with Digital Timer in Polished Chrome | 767931910296 | 00767931910296 | POLISHED CHROME | Broadway Collection Wall Mounted Electric Towel Warmer with 8 bars and Digital Timer in Polished Chrome | 800 | 560 | 2019-04-01 | Yes | 23 | 20 | 15.76 | 4.375 | 20 x 15.76 x 4.375 | 21 | 26 | 19 | 6 | 26 x 19 x 6 | Inspired by the allure and glamour of the stage, the Broadway Collection offers traditional curved lines to increase the heated surface for your towel and robe. It's a timeless design that is always on trend. So, become the focus point in the warmth of the spotlight. Discover a new way to immerse your senses and surround yourself in aromatherapy. In addition to providing you a warm, dry towel after you bathe, this collection includes an essential oil well. | Comes standard with 24-hour digital timer and matching timer cover plate | Available in polished chrome, white or oil rubbed bronze | The quality, design and performance you expect from a MrSteam product | Installation tools and kit included | Dimensions 20” h x 15.75” w x 4.375” d | All models need to be hardwired to 120V |  |  |  |  | N/A | 100 | 120 | 0.83 | NO | N/A | N/A | RHOOK | N/A | N/A | https://cdn.intelligencebank.com/us/share/B3R/KeX0/21y6/original/steam-logo-white.jpg | http://public2.intelligencebank.com/e2c56f829e1e5d82347c365bf31980f6/12866821a19d3013d0225f3eec590971/W216TPC_front.jpg | N/A | http://public2.intelligencebank.com/e2c56f829e1e5d82347c365bf31980f6/877f3203d3565c47072878ade657d4a1/W216TPC.jpg | https://vimeo.com/58153234 | https://vimeo.com/58153232 | https://vimeo.com/58181496 | N/A | http://prodrep.mrsteam.com/DocumentResources/d1f0ef4a-aa86-4f9f-b8e4-ceba8ace31f3.pdf | N/A | N/A | 1019298 | Ethylene Glycol: 107-21-1 | UNITED STATES | http://prodrep.mrsteam.com/DocumentResources/66674f9b-3dbb-49b0-bfae-49e3c5940d40.pdf | 72 HOURS |  |  | N/A | NO | Steel | UL Listed; cUL Listed | NO | N/A | NO | NO | YES | NO | NO | N/A | N/A | Wall-Mount | NO | 1; EA | YES | NO | NO | NO | PESTICIDE/AEROSOL: NO | CHEMICAL/SOLVENT: NO | Lead: No Mercury: No Silver: No Cadmium: No Chromium: No Barium: No Arsenic: No Selenium: No | PARCEL | 70 | N/A | N/A | N/A | N/A | N/A | N/A | N/A | N/A | N/A | N/A | N/A | N/A | NO | N/A | N/A | N/A | N/A | N/A | N/A | N/A | N/A | N/A | N/A | N/A | N/A | N/A | N/A | N/A | N/A | N/A | N/A | N/A | N/A | N/A | N/A | N/A | NO | YES | NO | 2017-06-24 | Mr. Steam Price Book 2017 | N/A
W216TWH | TOWEL WARMER | Broadway Collection | DISCONTINUED | W216 8-Bar Wall Mounted Electric Towel Warmer with Digital Timer in White | 767931910302 | 00767931910302 | WHITE | Broadway Collection Wall Mounted Electric Towel Warmer with 8 bars and Digital Timer in White | 910 | 637 | 2019-04-01 | Yes | 23 | 20 | 15.76 | 4.375 | 20 x 15.76 x 4.375 | 24 | 26 | 19 | 6 | 26 x 19 x 6 | Inspired by the allure and glamour of the stage, the Broadway Collection offers traditional curved lines to increase the heated surface for your towel and robe. It's a timeless design that is always on trend. So, become the focus point in the warmth of the spotlight. Discover a new way to immerse your senses and surround yourself in aromatherapy. In addition to providing you a warm, dry towel after you bathe, this collection includes an essential oil well. | Comes standard with 24-hour digital timer and matching timer cover plate | Available in polished chrome, white or oil rubbed bronze | The quality, design and performance you expect from a MrSteam product | Installation tools and kit included | Dimensions 20” h x 15.75” w x 4.375” d | All models need to be hardwired to 120V |  |  |  |  | N/A | 100 | 120 | 0.83 | NO | N/A | N/A | RHOOK | N/A | N/A | https://cdn.intelligencebank.com/us/share/B3R/KeX0/21y6/original/steam-logo-white.jpg | N/A | N/A | http://public2.intelligencebank.com/e2c56f829e1e5d82347c365bf31980f6/6c02fe920fb68034ddca25d1d4c0ff0b/W216TWH.jpg | https://vimeo.com/58153234 | https://vimeo.com/58153232 | https://vimeo.com/58181496 | N/A | http://prodrep.mrsteam.com/DocumentResources/d1f0ef4a-aa86-4f9f-b8e4-ceba8ace31f3.pdf | N/A | N/A | 1019298 | Ethylene Glycol: 107-21-1 | UNITED STATES | http://prodrep.mrsteam.com/DocumentResources/66674f9b-3dbb-49b0-bfae-49e3c5940d40.pdf | 72 HOURS |  |  | N/A | NO | Steel | UL Listed; cUL Listed | NO | N/A | NO | NO | YES | NO | NO | N/A | N/A | Wall-Mount | NO | 1; EA | YES | NO | NO | NO | PESTICIDE/AEROSOL: NO | CHEMICAL/SOLVENT: NO | Lead: No Mercury: No Silver: No Cadmium: No Chromium: No Barium: No Arsenic: No Selenium: No | PARCEL | 70 | N/A | N/A | N/A | N/A | N/A | N/A | N/A | N/A | N/A | N/A | N/A | N/A | NO | N/A | N/A | N/A | N/A | N/A | N/A | N/A | N/A | N/A | N/A | N/A | N/A | N/A | N/A | N/A | N/A | N/A | N/A | N/A | N/A | N/A | N/A | N/A | NO | YES | NO | 2017-06-24 | Mr. Steam Price Book 2017 | N/A
W219TORB | TOWEL WARMER | Broadway Collection | DISCONTINUED | W219 8-Bar Wall Mounted Electric Towel Warmer with Digital Timer in Oil Rubbed Bronze | 767931910319 | 00767931910319 | OIL RUBBED BRONZE | Broadway Collection Wall Mounted Electric Towel Warmer with 8 bars and Digital Timer in Oil Rubbed Bronze | 1010 | 707 | 2019-04-01 | Yes | 24 | 20 | 20 | 4.25 | 20 x 20 x 4.25 | 24 | 26 | 23 | 6 | 26 x 23 x 6 | Inspired by the allure and glamour of the stage, the Broadway Collection offers traditional curved lines to increase the heated surface for your towel and robe. It's a timeless design that is always on trend. So, become the focus point in the warmth of the spotlight. Discover a new way to immerse your senses and surround yourself in aromatherapy. In addition to providing you a warm, dry towel after you bathe, this collection includes an essential oil well. | Comes standard with 24-hour digital timer and matching timer cover plate | Available in polished chrome, white or oil rubbed bronze | The quality, design and performance you expect from a MrSteam product | Installation tools and kit included | Dimensions 20” h x 20” w x 4.25” d | All models need to be hardwired to 120V |  |  |  |  | N/A | 200 | 120 | 1.67 | NO | N/A | N/A | RHOOK | N/A | N/A | https://cdn.intelligencebank.com/us/share/B3R/KeX0/21y6/original/steam-logo-white.jpg | N/A | N/A | http://public2.intelligencebank.com/e2c56f829e1e5d82347c365bf31980f6/beb6fca7ddf67138111e2ff7564fdfbe/W219TORB.jpg | https://vimeo.com/58153234 | https://vimeo.com/58153232 | https://vimeo.com/58181496 | N/A | http://prodrep.mrsteam.com/DocumentResources/d1f0ef4a-aa86-4f9f-b8e4-ceba8ace31f3.pdf | N/A | N/A | 1019298 | Ethylene Glycol: 107-21-1 | UNITED STATES | http://prodrep.mrsteam.com/DocumentResources/66674f9b-3dbb-49b0-bfae-49e3c5940d40.pdf | 72 HOURS |  |  | N/A | NO | Steel | UL Listed; cUL Listed | NO | N/A | NO | NO | YES | NO | NO | N/A | N/A | Wall-Mount | NO | 1; EA | YES | NO | NO | NO | PESTICIDE/AEROSOL: NO | CHEMICAL/SOLVENT: NO | Lead: No Mercury: No Silver: No Cadmium: No Chromium: No Barium: No Arsenic: No Selenium: No | PARCEL | 70 | N/A | N/A | N/A | N/A | N/A | N/A | N/A | N/A | N/A | N/A | N/A | N/A | NO | N/A | N/A | N/A | N/A | N/A | N/A | N/A | N/A | N/A | N/A | N/A | N/A | N/A | N/A | N/A | N/A | N/A | N/A | N/A | N/A | N/A | N/A | N/A | NO | YES | NO | 2017-06-24 | Mr. Steam Price Book 2017 | N/A
W219TPC | TOWEL WARMER | Broadway Collection | ACTIVE (ECOM) | W219 8-Bar Wall Mounted Electric Towel Warmer with Digital Timer in Polished Chrome | 767931910326 | 00767931910326 | POLISHED CHROME | Broadway Collection Wall Mounted Electric Towel Warmer with 8 bars and Digital Timer in Polished Chrome | 900 | 630 | 2019-04-01 | Yes | 24 | 20 | 20 | 4.25 | 20 x 20 x 4.25 | 24 | 26 | 23 | 6 | 26 x 23 x 6 | Inspired by the allure and glamour of the stage, the Broadway Collection offers traditional curved lines to increase the heated surface for your towel and robe. It's a timeless design that is always on trend. So, become the focus point in the warmth of the spotlight. Discover a new way to immerse your senses and surround yourself in aromatherapy. In addition to providing you a warm, dry towel after you bathe, this collection includes an essential oil well. | Comes standard with 24-hour digital timer and matching timer cover plate | The quality, design and performance you expect from a MrSteam product | Installation tools and kit included | Dimensions 20” h x 20” w x 4.25” d | All models need to be hardwired to 120V | [5 empty] | 0.2 | 200 | 120 | 1.67 | NO | N/A | N/A | RHOOK | N/A | N/A | https://cdn.intelligencebank.com/us/share/B3R/KeX0/21y6/original/steam-logo-white.jpg | http://public2.intelligencebank.com/e2c56f829e1e5d82347c365bf31980f6/f40973803df4954db43475d16077a9b5/W219TPC_front.jpg | N/A | http://public2.intelligencebank.com/e2c56f829e1e5d82347c365bf31980f6/d3806a742b529fe4c1766f1d61370d0f/W219TPC.jpg | https://vimeo.com/58153234 | https://vimeo.com/58153232 | https://vimeo.com/58181496 | N/A | http://prodrep.mrsteam.com/DocumentResources/d1f0ef4a-aa86-4f9f-b8e4-ceba8ace31f3.pdf | N/A | N/A | 1019298 | Ethylene Glycol: 107-21-1 | UNITED STATES | http://prodrep.mrsteam.com/DocumentResources/66674f9b-3dbb-49b0-bfae-49e3c5940d40.pdf | 72 HOURS | http://prodrep.mrsteam.com/DocumentResources/e0a227c8-d556-4c39-9fdb-0110ec6bf4a4.pdf | http://prodrep.mrsteam.com/DocumentResources/5f422d37-bba6-4bda-8350-34fe2bbb9195.pdf | N/A | NO | Steel | UL Listed; cUL Listed | NO | N/A | NO | NO | YES | NO | NO | N/A | N/A | Wall-Mount | NO | 1; EA | YES | NO | NO | NO | PESTICIDE/AEROSOL: NO | CHEMICAL/SOLVENT: NO | Lead: No Mercury: No Silver: No Cadmium: No Chromium: No Barium: No Arsenic: No Selenium: No | PARCEL | 70 | N/A | N/A | N/A | N/A | N/A | N/A | N/A | N/A | N/A | N/A | N/A | N/A | NO | N/A | N/A | N/A | N/A | N/A | N/A | N/A | N/A | N/A | N/A | N/A | N/A | N/A | N/A | N/A | N/A | N/A | N/A | N/A | N/A | N/A | N/A | N/A | NO | YES | NO | 2017-06-24 | Mr. Steam Price Book 2017 | N/A
W219TWH | TOWEL WARMER | Broadway Collection | DISCONTINUED | W219 8-Bar Wall Mounted Electric Towel Warmer with Digital Timer in White | 767931910333 | 00767931910333 | WHITE | Broadway Collection Wall Mounted Electric Towel Warmer with 8 bars and Digital Timer in White | 1010 | 707 | 2019-04-01 | Yes | 24 | 20 | 20 | 4.25 | 20 x 20 x 4.25 | 28 | 26 | 23 | 6 | 26 x 23 x 6 | Inspired by the allure and glamour of the stage, the Broadway Collection offers traditional curved lines to increase the heated surface for your towel and robe. It's a timeless design that is always on trend. So, become the focus point in the warmth of the spotlight. Discover a new way to immerse your senses and surround yourself in aromatherapy. In addition to providing you a warm, dry towel after you bathe, this collection includes an essential oil well. | Comes standard with 24-hour digital timer and matching timer cover plate | Available in polished chrome, white or oil rubbed bronze | The quality, design and performance you expect from a MrSteam product | Installation tools and kit included | Dimensions 20” h x 20” w x 4.25” d | All models need to be hardwired to 120V |  |  |  |  | 0.2 | 200 | 120 | 1.67 | NO | N/A | N/A | RHOOK | N/A | N/A | https://cdn.intelligencebank.com/us/share/B3R/KeX0/21y6/original/steam-logo-white.jpg | N/A | N/A | http://public2.intelligencebank.com/e2c56f829e1e5d82347c365bf31980f6/df0e04b42f11b913c08f6413361c5387/W219TWH.jpg | https://vimeo.com/58153234 | https://vimeo.com/58153232 | https://vimeo.com/58181496 | N/A | http://prodrep.mrsteam.com/DocumentResources/d1f0ef4a-aa86-4f9f-b8e4-ceba8ace31f3.pdf | N/A | N/A | 1019298 | Ethylene Glycol: 107-21-1 | UNITED STATES | http://prodrep.mrsteam.com/DocumentResources/66674f9b-3dbb-49b0-bfae-49e3c5940d40.pdf | 72 HOURS |  |  | N/A | NO | Steel | UL Listed; cUL Listed | NO | N/A | NO | NO | YES | NO | NO | N/A | N/A | Wall-Mount | NO | 1; EA | YES | NO | NO | NO | PESTICIDE/AEROSOL: NO | CHEMICAL/SOLVENT: NO | Lead: No Mercury: No Silver: No Cadmium: No Chromium: No Barium: No Arsenic: No Selenium: No | PARCEL | 70 | N/A | N/A | N/A | N/A | N/A | N/A | N/A | N/A | N/A | N/A | N/A | N/A | NO | N/A | N/A | N/A | N/A | N/A | N/A | N/A | N/A | N/A | N/A | N/A | N/A | N/A | N/A | N/A | N/A | N/A | N/A | N/A | N/A | N/A | N/A | N/A | NO | YES | NO | 2017-06-24 | Mr. Steam Price Book 2017 | N/A
W228TORB | TOWEL WARMER | Broadway Collection | DISCONTINUED | W228 11-Bar Wall Mounted Electric Towel Warmer with Digital Timer in Oil Rubbed Bronze | 767931910340 | 00767931910340 | OIL RUBBED BRONZE | Broadway Collection Wall Mounted Electric Towel Warmer with 11 bars and Digital Timer in Oil Rubbed Bronze | 1210 | 847 | 2019-04-01 | Yes | 30 | 28 | 20 | 4.25 | 28 x 20 x 4.25 | 28 | 33 | 23 | 6 | 33 x 23 x 6 | Inspired by the allure and glamour of the stage, the Broadway Collection offers traditional curved lines to increase the heated surface for your towel and robe. It's a timeless design that is always on trend. So, become the focus point in the warmth of the spotlight. Discover a new way to immerse your senses and surround yourself in aromatherapy. In addition to providing you a warm, dry towel after you bathe, this collection includes an essential oil well. | Comes standard with 24-hour digital timer and matching timer cover plate | Available in polished chrome, white or oil rubbed bronze | The quality, design and performance you expect from a MrSteam product | Installation tools and kit included | Dimensions 28” h x 20” w x 4.25” d | All models need to be hardwired to 120V |  |  |  |  | 0.2 | 400 | 120 | 3.33 | NO | N/A | N/A | RHOOK | N/A | N/A | https://cdn.intelligencebank.com/us/share/B3R/KeX0/21y6/original/steam-logo-white.jpg | N/A | N/A | http://public2.intelligencebank.com/e2c56f829e1e5d82347c365bf31980f6/dfb15490394418a9219c343332fd6ec9/W228TORB.jpg | https://vimeo.com/58153234 | https://vimeo.com/58153232 | https://vimeo.com/58181496 | N/A | http://prodrep.mrsteam.com/DocumentResources/d1f0ef4a-aa86-4f9f-b8e4-ceba8ace31f3.pdf | N/A | N/A | 1019298 | Ethylene Glycol: 107-21-1 | UNITED STATES | http://prodrep.mrsteam.com/DocumentResources/66674f9b-3dbb-49b0-bfae-49e3c5940d40.pdf | 72 HOURS |  |  | N/A | NO | Steel | UL Listed; cUL Listed | NO | N/A | NO | NO | YES | NO | NO | N/A | N/A | Wall-Mount | NO | 1; EA | YES | NO | NO | NO | PESTICIDE/AEROSOL: NO | CHEMICAL/SOLVENT: NO | Lead: No Mercury: No Silver: No Cadmium: No Chromium: No Barium: No Arsenic: No Selenium: No | PARCEL | 70 | N/A | N/A | N/A | N/A | N/A | N/A | N/A | N/A | N/A | N/A | N/A | N/A | NO | N/A | N/A | N/A | N/A | N/A | N/A | N/A | N/A | N/A | N/A | N/A | N/A | N/A | N/A | N/A | N/A | N/A | N/A | N/A | N/A | N/A | N/A | N/A | NO | YES | NO | 2017-06-24 | Mr. Steam Price Book 2017 | N/A
W228TPC | TOWEL WARMER | Broadway Collection | ACTIVE (ECOM) | W228 11-Bar Wall Mounted Electric Towel Warmer with Digital Timer in Polished Chrome | 767931910357 | 00767931910357 | POLISHED CHROME | Broadway Collection Wall Mounted Electric Towel Warmer with 11 bars and Digital Timer in Polished Chrome | 1200 | 840 | 2019-04-01 | Yes | 30 | 28 | 20 | 4.25 | 28 x 20 x 4.25 | 28 | 33 | 23 | 6 | 33 x 23 x 6 | Inspired by the allure and glamour of the stage, the Broadway Collection offers traditional curved lines to increase the heated surface for your towel and robe. It's a timeless design that is always on trend. So, become the focus point in the warmth of the spotlight. Discover a new way to immerse your senses and surround yourself in aromatherapy. In addition to providing you a warm, dry towel after you bathe, this collection includes an essential oil well. | Comes standard with 24-hour digital timer and matching timer cover plate | The quality, design and performance you expect from a MrSteam product | Installation tools and kit included | Dimensions 28” h x 20” w x 4.25” d | All models need to be hardwired to 120V | [5 empty] | 0.4 | 400 | 120 | 3.33 | NO | N/A | N/A | RHOOK | N/A | N/A | https://cdn.intelligencebank.com/us/share/B3R/KeX0/21y6/original/steam-logo-white.jpg | http://public2.intelligencebank.com/e2c56f829e1e5d82347c365bf31980f6/6336b6feda54b735c193288e9c0df4d7/W228TPC_front.jpg | N/A | http://public2.intelligencebank.com/e2c56f829e1e5d82347c365bf31980f6/5c916208c70faf5b85b368216099aa17/W228TPC.jpg | https://vimeo.com/58153234 | https://vimeo.com/58153232 | https://vimeo.com/58181496 | N/A | http://prodrep.mrsteam.com/DocumentResources/d1f0ef4a-aa86-4f9f-b8e4-ceba8ace31f3.pdf | N/A | N/A | 1019298 | Ethylene Glycol: 107-21-1 | UNITED STATES | http://prodrep.mrsteam.com/DocumentResources/66674f9b-3dbb-49b0-bfae-49e3c5940d40.pdf | 72 HOURS | http://prodrep.mrsteam.com/DocumentResources/e0a227c8-d556-4c39-9fdb-0110ec6bf4a4.pdf | http://prodrep.mrsteam.com/DocumentResources/5f422d37-bba6-4bda-8350-34fe2bbb9195.pdf | N/A | NO | Steel | UL Listed; cUL Listed | NO | N/A | NO | NO | YES | NO | NO | N/A | N/A | Wall-Mount | NO | 1; EA | YES | NO | NO | NO | PESTICIDE/AEROSOL: NO | CHEMICAL/SOLVENT: NO | Lead: No Mercury: No Silver: No Cadmium: No Chromium: No Barium: No Arsenic: No Selenium: No | PARCEL | 70 | N/A | N/A | N/A | N/A | N/A | N/A | N/A | N/A | N/A | N/A | N/A | N/A | NO | N/A | N/A | N/A | N/A | N/A | N/A | N/A | N/A | N/A | N/A | N/A | N/A | N/A | N/A | N/A | N/A | N/A | N/A | N/A | N/A | N/A | N/A | N/A | NO | YES | NO | 2017-06-24 | Mr. Steam Price Book 2017 | N/A
W228TWH | TOWEL WARMER | Broadway Collection | DISCONTINUED | W228 11-Bar Wall Mounted Electric Towel Warmer with Digital Timer in White | 767931910364 | 00767931910364 | WHITE | Broadway Collection Wall Mounted Electric Towel Warmer with 11 bars and Digital Timer in White | 1210 | 847 | 2019-04-01 | Yes | 30 | 28 | 20 | 4.25 | 28 x 20 x 4.25 | 37 | 33 | 23 | 6 | 33 x 23 x 6 | Inspired by the allure and glamour of the stage, the Broadway Collection offers traditional curved lines to increase the heated surface for your towel and robe. It's a timeless design that is always on trend. So, become the focus point in the warmth of the spotlight. Discover a new way to immerse your senses and surround yourself in aromatherapy. In addition to providing you a warm, dry towel after you bathe, this collection includes an essential oil well. | Comes standard with 24-hour digital timer and matching timer cover plate | Available in polished chrome, white or oil rubbed bronze | The quality, design and performance you expect from a MrSteam product | Installation tools and kit included | Dimensions 28” h x 20” w x 2” d | All models need to be hardwired to 120V |  |  |  |  | 0.4 | 400 | 120 | 3.33 | NO | N/A | N/A | RHOOK | N/A | N/A | https://cdn.intelligencebank.com/us/share/B3R/KeX0/21y6/original/steam-logo-white.jpg | N/A | N/A | http://public2.intelligencebank.com/e2c56f829e1e5d82347c365bf31980f6/8dca7081b7be717a0494bd4b2196b606/W228TWH.jpg | https://vimeo.com/58153234 | https://vimeo.com/58153232 | https://vimeo.com/58181496 | N/A | http://prodrep.mrsteam.com/DocumentResources/d1f0ef4a-aa86-4f9f-b8e4-ceba8ace31f3.pdf | N/A | N/A | 1019298 | Ethylene Glycol: 107-21-1 | UNITED STATES | http://prodrep.mrsteam.com/DocumentResources/66674f9b-3dbb-49b0-bfae-49e3c5940d40.pdf | 72 HOURS |  |  | N/A | NO | Steel | UL Listed; cUL Listed | NO | N/A | NO | NO | YES | NO | NO | N/A | N/A | Wall-Mount | NO | 1; EA | YES | NO | NO | NO | PESTICIDE/AEROSOL: NO | CHEMICAL/SOLVENT: NO | Lead: No Mercury: No Silver: No Cadmium: No Chromium: No Barium: No Arsenic: No Selenium: No | PARCEL | 70 | N/A | N/A | N/A | N/A | N/A | N/A | N/A | N/A | N/A | N/A | N/A | N/A | NO | N/A | N/A | N/A | N/A | N/A | N/A | N/A | N/A | N/A | N/A | N/A | N/A | N/A | N/A | N/A | N/A | N/A | N/A | N/A | N/A | N/A | N/A | N/A | NO | YES | NO | 2017-06-24 | Mr. Steam Price Book 2017 | N/A
W236TORB | TOWEL WARMER | Broadway Collection | DISCONTINUED | W236 13-Bar Wall Mounted Electric Towel Warmer with Digital Timer in Oil Rubbed Bronze | 767931910371 | 00767931910371 | OIL RUBBED BRONZE | Broadway Collection Wall Mounted Electric Towel Warmer with 15 bars and Digital Timer in Oil Rubbed Bronze | 1310 | 917 | 2019-04-01 | Yes | 37 | 36 | 20 | 4.25 | 36 x 20 x 4.25 | 37 | 41 | 23 | 6 | 41 x 23 x 6 | Inspired by the allure and glamour of the stage, the Broadway Collection offers traditional curved lines to increase the heated surface for your towel and robe. It's a timeless design that is always on trend. So, become the focus point in the warmth of the spotlight. Discover a new way to immerse your senses and surround yourself in aromatherapy. In addition to providing you a warm, dry towel after you bathe, this collection includes an essential oil well. | Comes standard with 24-hour digital timer and matching timer cover plate | Available in polished chrome, white or oil rubbed bronze | The quality, design and performance you expect from a MrSteam product | Installation tools and kit included | Dimensions 36” h x 20” w x 4.25” d | All models need to be hardwired to 120V |  |  |  |  | 0.4 | 400 | 120 | 3.33 | NO | N/A | N/A | RHOOK | N/A | N/A | https://cdn.intelligencebank.com/us/share/B3R/KeX0/21y6/original/steam-logo-white.jpg | N/A | N/A | http://public2.intelligencebank.com/e2c56f829e1e5d82347c365bf31980f6/97def4f9c385798df0fc5fe087dda2f5/W236TORB.jpg | https://vimeo.com/58153234 | https://vimeo.com/58153232 | https://vimeo.com/58181496 | N/A | http://prodrep.mrsteam.com/DocumentResources/d1f0ef4a-aa86-4f9f-b8e4-ceba8ace31f3.pdf | N/A | N/A | 1019298 | Ethylene Glycol: 107-21-1 | UNITED STATES | http://prodrep.mrsteam.com/DocumentResources/66674f9b-3dbb-49b0-bfae-49e3c5940d40.pdf | 72 HOURS |  |  | N/A | NO | Steel | UL Listed; cUL Listed | NO | N/A | NO | NO | YES | NO | NO | N/A | N/A | Wall-Mount | NO | 1; EA | YES | NO | NO | NO | PESTICIDE/AEROSOL: NO | CHEMICAL/SOLVENT: NO | Lead: No Mercury: No Silver: No Cadmium: No Chromium: No Barium: No Arsenic: No Selenium: No | PARCEL | 70 | N/A | N/A | N/A | N/A | N/A | N/A | N/A | N/A | N/A | N/A | N/A | N/A | NO | N/A | N/A | N/A | N/A | N/A | N/A | N/A | N/A | N/A | N/A | N/A | N/A | N/A | N/A | N/A | N/A | N/A | N/A | N/A | N/A | N/A | N/A | N/A | NO | YES | NO | 2017-06-24 | Mr. Steam Price Book 2017 | N/A
W236TPC | TOWEL WARMER | Broadway Collection | ACTIVE (ECOM) | W236 13-Bar Wall Mounted Electric Towel Warmer with Digital Timer in Polished Chrome | 767931910388 | 00767931910388 | POLISHED CHROME | Broadway Collection Wall Mounted Electric Towel Warmer with 15 bars and Digital Timer in Polished Chrome | 1300 | 910 | 2019-04-01 | Yes | 37 | 36 | 20 | 4.25 | 36 x 20 x 4.25 | 37 | 41 | 23 | 6 | 41 x 23 x 6 | Inspired by the allure and glamour of the stage, the Broadway Collection offers traditional curved lines to increase the heated surface for your towel and robe. It's a timeless design that is always on trend. So, become the focus point in the warmth of the spotlight. Discover a new way to immerse your senses and surround yourself in aromatherapy. In addition to providing you a warm, dry towel after you bathe, this collection includes an essential oil well. | Comes standard with 24-hour digital timer and matching timer cover plate | The quality, design and performance you expect from a MrSteam product | Installation tools and kit included | Dimensions 36” h x 20” w x 4.25” d | All models need to be hardwired to 120V | [5 empty] | 0.4 | 400 | 120 | 3.33 | NO | N/A | N/A | RHOOK | N/A | N/A | https://cdn.intelligencebank.com/us/share/B3R/KeX0/21y6/original/steam-logo-white.jpg | N/A | N/A | http://public2.intelligencebank.com/e2c56f829e1e5d82347c365bf31980f6/96e0260dbbfc14402c38b65d340761fb/W236TPC.jpg | https://vimeo.com/58153234 | https://vimeo.com/58153232 | https://vimeo.com/58181496 | N/A | http://prodrep.mrsteam.com/DocumentResources/d1f0ef4a-aa86-4f9f-b8e4-ceba8ace31f3.pdf | N/A | N/A | 1019298 | Ethylene Glycol: 107-21-1 | UNITED STATES | http://prodrep.mrsteam.com/DocumentResources/66674f9b-3dbb-49b0-bfae-49e3c5940d40.pdf | 72 HOURS | http://prodrep.mrsteam.com/DocumentResources/e0a227c8-d556-4c39-9fdb-0110ec6bf4a4.pdf | http://prodrep.mrsteam.com/DocumentResources/5f422d37-bba6-4bda-8350-34fe2bbb9195.pdf | N/A | NO | Steel | UL Listed; cUL Listed | NO | N/A | NO | NO | YES | NO | NO | N/A | N/A | Wall-Mount | NO | 1; EA | YES | NO | NO | NO | PESTICIDE/AEROSOL: NO | CHEMICAL/SOLVENT: NO | Lead: No Mercury: No Silver: No Cadmium: No Chromium: No Barium: No Arsenic: No Selenium: No | PARCEL | 70 | N/A | N/A | N/A | N/A | N/A | N/A | N/A | N/A | N/A | N/A | N/A | N/A | NO | N/A | N/A | N/A | N/A | N/A | N/A | N/A | N/A | N/A | N/A | N/A | N/A | N/A | N/A | N/A | N/A | N/A | N/A | N/A | N/A | N/A | N/A | N/A | NO | YES | NO | 2017-06-24 | Mr. Steam Price Book 2017 | N/A
W236TWH | TOWEL WARMER | Broadway Collection | DISCONTINUED | W236 13-Bar Wall Mounted Electric Towel Warmer with Digital Timer in White | 767931910395 | 00767931910395 | WHITE | Broadway Collection Wall Mounted Electric Towel Warmer with 15 bars and Digital Timer in White | 1310 | 917 | 2019-04-01 | Yes | 37 | 36 | 20 | 4.25 | 36 x 20 x 4.25 | 37 | 41 | 23 | 6 | 41 x 23 x 6 | Inspired by the allure and glamour of the stage, the Broadway Collection offers traditional curved lines to increase the heated surface for your towel and robe. It's a timeless design that is always on trend. So, become the focus point in the warmth of the spotlight. Discover a new way to immerse your senses and surround yourself in aromatherapy. In addition to providing you a warm, dry towel after you bathe, this collection includes an essential oil well. | Comes standard with 24-hour digital timer and matching timer cover plate | Available in polished chrome, white or oil rubbed bronze | The quality, design and performance you expect from a MrSteam product | Installation tools and kit included | Dimensions 36” h x 20” w x 4.25” d | All models need to be hardwired to 120V |  |  |  |  | 0.4 | 400 | 120 | 3.33 | NO | N/A | N/A | RHOOK | N/A | N/A | https://cdn.intelligencebank.com/us/share/B3R/KeX0/21y6/original/steam-logo-white.jpg | N/A | N/A | http://public2.intelligencebank.com/e2c56f829e1e5d82347c365bf31980f6/6fba3a52df15ea88346eca1fe9d2bebe/W236TWH.jpg | https://vimeo.com/58153234 | https://vimeo.com/58153232 | https://vimeo.com/58181496 | N/A | http://prodrep.mrsteam.com/DocumentResources/d1f0ef4a-aa86-4f9f-b8e4-ceba8ace31f3.pdf | N/A | N/A | 1019298 | Ethylene Glycol: 107-21-1 | UNITED STATES | http://prodrep.mrsteam.com/DocumentResources/66674f9b-3dbb-49b0-bfae-49e3c5940d40.pdf | 72 HOURS |  |  | N/A | NO | Steel | UL Listed; cUL Listed | NO | N/A | NO | NO | YES | NO | NO | N/A | N/A | Wall-Mount | NO | 1; EA | YES | NO | NO | NO | PESTICIDE/AEROSOL: NO | CHEMICAL/SOLVENT: NO | Lead: No Mercury: No Silver: No Cadmium: No Chromium: No Barium: No Arsenic: No Selenium: No | PARCEL | 70 | N/A | N/A | N/A | N/A | N/A | N/A | N/A | N/A | N/A | N/A | N/A | N/A | NO | N/A | N/A | N/A | N/A | N/A | N/A | N/A | N/A | N/A | N/A | N/A | N/A | N/A | N/A | N/A | N/A | N/A | N/A | N/A | N/A | N/A | N/A | N/A | NO | YES | NO | 2017-06-24 | Mr. Steam Price Book 2017 | N/A
W248TORB | TOWEL WARMER | Broadway Collection | DISCONTINUED | W248 21-Bar Wall Mounted Electric Towel Warmer with Digital Timer in Oil Rubbed Bronze | 767931910401 | 00767931910401 | OIL RUBBED BRONZE | Broadway Collection Wall Mounted Electric Towel Warmer with 21 bars and Digital Timer in Oil Rubbed Bronze | 1410 | 987 | 2019-04-01 | Yes | 45 | 48 | 20 | 4.25 | 48 x 20 x 4.25 | 45 | 53 | 23 | 6 | 53 x 23 x 6 | Inspired by the allure and glamour of the stage, the Broadway Collection offers traditional curved lines to increase the heated surface for your towel and robe. It's a timeless design that is always on trend. So, become the focus point in the warmth of the spotlight. Discover a new way to immerse your senses and surround yourself in aromatherapy. In addition to providing you a warm, dry towel after you bathe, this collection includes an essential oil well. | Comes standard with 24-hour digital timer and matching timer cover plate | Available in polished chrome, white or oil rubbed bronze | The quality, design and performance you expect from a MrSteam product | Installation tools and kit included | Dimensions 48” h x 20” w x 2” d | All models need to be hardwired to 120V |  |  |  |  | 0.4 | 400 | 120 | 3.33 | NO | N/A | N/A | RHOOK | N/A | N/A | https://cdn.intelligencebank.com/us/share/B3R/KeX0/21y6/original/steam-logo-white.jpg | N/A | N/A | http://public2.intelligencebank.com/e2c56f829e1e5d82347c365bf31980f6/62a13f936c4fff692ffaf5d79c0bf832/W248TORB.jpg | https://vimeo.com/58153234 | https://vimeo.com/58153232 | https://vimeo.com/58181496 | N/A | http://prodrep.mrsteam.com/DocumentResources/d1f0ef4a-aa86-4f9f-b8e4-ceba8ace31f3.pdf | N/A | N/A | 1019298 | Ethylene Glycol: 107-21-1 | UNITED STATES | http://prodrep.mrsteam.com/DocumentResources/66674f9b-3dbb-49b0-bfae-49e3c5940d40.pdf | 72 HOURS |  |  | N/A | NO | Steel | UL Listed; cUL Listed | NO | N/A | NO | NO | YES | NO | NO | N/A | N/A | Wall-Mount | NO | 1; EA | YES | NO | NO | NO | PESTICIDE/AEROSOL: NO | CHEMICAL/SOLVENT: NO | Lead: No Mercury: No Silver: No Cadmium: No Chromium: No Barium: No Arsenic: No Selenium: No | PARCEL | 70 | N/A | N/A | N/A | N/A | N/A | N/A | N/A | N/A | N/A | N/A | N/A | N/A | NO | N/A | N/A | N/A | N/A | N/A | N/A | N/A | N/A | N/A | N/A | N/A | N/A | N/A | N/A | N/A | N/A | N/A | N/A | N/A | N/A | N/A | N/A | N/A | NO | YES | NO | 2017-06-24 | Mr. Steam Price Book 2017 | N/A
W248TPC | TOWEL WARMER | Broadway Collection | ACTIVE (ECOM) | W248 21-Bar Wall Mounted Electric Towel Warmer with Digital Timer in Polished Chrome | 767931910418 | 00767931910418 | POLISHED CHROME | Broadway Collection Wall Mounted Electric Towel Warmer with 21 bars and Digital Timer in Polished Chrome | 1400 | 980 | 2019-04-01 | Yes | 45 | 48 | 20 | 4.25 | 48 x 20 x 4.25 | 45 | 53 | 23 | 6 | 53 x 23 x 6 | Inspired by the allure and glamour of the stage, the Broadway Collection offers traditional curved lines to increase the heated surface for your towel and robe. It's a timeless design that is always on trend. So, become the focus point in the warmth of the spotlight. Discover a new way to immerse your senses and surround yourself in aromatherapy. In addition to providing you a warm, dry towel after you bathe, this collection includes an essential oil well. | Comes standard with 24-hour digital timer and matching timer cover plate | The quality, design and performance you expect from a MrSteam product | Installation tools and kit included | Dimensions 48” h x 20” w x 4.25” d | All models need to be hardwired to 120V | [5 empty] | 0.4 | 400 | 120 | 3.33 | NO | N/A | N/A | RHOOK | N/A | N/A | https://cdn.intelligencebank.com/us/share/B3R/KeX0/21y6/original/steam-logo-white.jpg | http://public2.intelligencebank.com/e2c56f829e1e5d82347c365bf31980f6/17bb2f6be43f6c6413af1dc97ded187a/W248TPC_front.jpg | N/A | http://public2.intelligencebank.com/e2c56f829e1e5d82347c365bf31980f6/9e765466fc5a0f5cfcc2206fe9ab174b/W248TPC.jpg | https://vimeo.com/58153234 | https://vimeo.com/58153232 | https://vimeo.com/58181496 | N/A | http://prodrep.mrsteam.com/DocumentResources/d1f0ef4a-aa86-4f9f-b8e4-ceba8ace31f3.pdf | N/A | N/A | 1019298 | Ethylene Glycol: 107-21-1 | UNITED STATES | http://prodrep.mrsteam.com/DocumentResources/66674f9b-3dbb-49b0-bfae-49e3c5940d40.pdf | 72 HOURS | http://prodrep.mrsteam.com/DocumentResources/e0a227c8-d556-4c39-9fdb-0110ec6bf4a4.pdf | http://prodrep.mrsteam.com/DocumentResources/5f422d37-bba6-4bda-8350-34fe2bbb9195.pdf | N/A | NO | Steel | UL Listed; cUL Listed | NO | N/A | NO | NO | YES | NO | NO | N/A | N/A | Wall-Mount | NO | 1; EA | YES | NO | NO | NO | PESTICIDE/AEROSOL: NO | CHEMICAL/SOLVENT: NO | Lead: No Mercury: No Silver: No Cadmium: No Chromium: No Barium: No Arsenic: No Selenium: No | PARCEL | 70 | N/A | N/A | N/A | N/A | N/A | N/A | N/A | N/A | N/A | N/A | N/A | N/A | NO | N/A | N/A | N/A | N/A | N/A | N/A | N/A | N/A | N/A | N/A | N/A | N/A | N/A | N/A | N/A | N/A | N/A | N/A | N/A | N/A | N/A | N/A | N/A | NO | YES | NO | 2017-06-24 | Mr. Steam Price Book 2017 | N/A
W248TWH | TOWEL WARMER | Broadway Collection | DISCONTINUED | W248 21-Bar Wall Mounted Electric Towel Warmer with Digital Timer in White | 767931910425 | 00767931910425 | WHITE | Broadway Collection Wall Mounted Electric Towel Warmer with 21 bars and Digital Timer in White | 1410 | 987 | 2019-04-01 | Yes | 45 | 48 | 20 | 4.25 | 48 x 20 x 4.25 | 45 | 53 | 23 | 6 | 53 x 23 x 6 | Inspired by the allure and glamour of the stage, the Broadway Collection offers traditional curved lines to increase the heated surface for your towel and robe. It's a timeless design that is always on trend. So, become the focus point in the warmth of the spotlight. Discover a new way to immerse your senses and surround yourself in aromatherapy. In addition to providing you a warm, dry towel after you bathe, this collection includes an essential oil well. | Comes standard with 24-hour digital timer and matching timer cover plate | Available in polished chrome, white or oil rubbed bronze | The quality, design and performance you expect from a MrSteam product | Installation tools and kit included | Dimensions 48” h x 20” w x 4.25” d | All models need to be hardwired to 120V |  |  |  |  | 0.4 | 400 | 120 | 3.33 | NO | N/A | N/A | RHOOK | N/A | N/A | https://cdn.intelligencebank.com/us/share/B3R/KeX0/21y6/original/steam-logo-white.jpg | N/A | N/A | http://public2.intelligencebank.com/e2c56f829e1e5d82347c365bf31980f6/654ea3622b8a932fdc71474ce0ecba36/W248TWH.jpg | https://vimeo.com/58153234 | https://vimeo.com/58153232 | https://vimeo.com/58181496 | N/A | http://prodrep.mrsteam.com/DocumentResources/d1f0ef4a-aa86-4f9f-b8e4-ceba8ace31f3.pdf | N/A | N/A | 1019298 | Ethylene Glycol: 107-21-1 | UNITED STATES | http://prodrep.mrsteam.com/DocumentResources/66674f9b-3dbb-49b0-bfae-49e3c5940d40.pdf | 72 HOURS |  |  | N/A | NO | Steel | UL Listed; cUL Listed | NO | N/A | NO | NO | YES | NO | NO | N/A | N/A | Wall-Mount | NO | 1; EA | YES | NO | NO | NO | PESTICIDE/AEROSOL: NO | CHEMICAL/SOLVENT: NO | Lead: No Mercury: No Silver: No Cadmium: No Chromium: No Barium: No Arsenic: No Selenium: No | PARCEL | 70 | N/A | N/A | N/A | N/A | N/A | N/A | N/A | N/A | N/A | N/A | N/A | N/A | NO | N/A | N/A | N/A | N/A | N/A | N/A | N/A | N/A | N/A | N/A | N/A | N/A | N/A | N/A | N/A | N/A | N/A | N/A | N/A | N/A | N/A | N/A | N/A | NO | YES | NO | 2017-06-24 | Mr. Steam Price Book 2017 | N/A
W328TSSB | TOWEL WARMER | Metro Collection | ACTIVE (ECOM) | W328 8-Bar Wall Mounted Electric Towel Warmer with Digital Timer in Stainless Steel Brushed | 767931910432 | 00767931910432 | STAINLESS STEEL BRUSHED | Metro Collection Wall Mounted Electric Towel Warmer with 8 bars and Digital Timer in Stainless Steel Brushed | 1300 | 910 | 2019-04-01 | Yes | 10 | 31.375 | 20 | 4.75 | 31.375 x 20 x 4.75 | 12 | 35 | 23 | 5 | 35 x 23 x 5 | Inspired by contemporary design and made with heating wire to lighten the weight, the Metro Collection brings home refined lines to complement the most stylish sanctuaries. It's a worthy match for your everyday routine-giving you a renewed sense of wellbeing everyday. Discover a new way to immerse your senses and surround yourself in aromatherapy. In addition to providing you a warm, dry towel after you bathe, this collection includes an essential oil well. | Comes standard with 24-hour digital timer and matching timer cover plate | Available in brushed stainless steel and polished stainless steel | The quality, design and performance you expect from a MrSteam product | Installation tools and kit included | Dimensions 31.375” h x 20” w x 4.75” d | All models need to be hardwired to 120V |  |  |  |  | 0.098 | 98 | 120 | 0.82 | NO | N/A | N/A | RHOOK | N/A | N/A | https://cdn.intelligencebank.com/us/share/B3R/KeX0/21y6/original/steam-logo-white.jpg | N/A | N/A | http://public2.intelligencebank.com/e2c56f829e1e5d82347c365bf31980f6/ab4b3ddd8c3258d148409286e0f74ba5/W328TSSB.jpg | https://vimeo.com/58153234 | https://vimeo.com/58153232 | https://vimeo.com/58181496 | N/A | http://prodrep.mrsteam.com/DocumentResources/d1f0ef4a-aa86-4f9f-b8e4-ceba8ace31f3.pdf | N/A | N/A | 1419301 | N/A | UNITED STATES | http://prodrep.mrsteam.com/DocumentResources/66674f9b-3dbb-49b0-bfae-49e3c5940d40.pdf | 72 HOURS | http://prodrep.mrsteam.com/DocumentResources/e12bad9c-8371-4732-a366-618fa0c54130.pdf | http://prodrep.mrsteam.com/DocumentResources/3c8710ca-c743-410c-8b07-1d162f933965.pdf | N/A | NO | Stainless Steel | UL Listed; cUL Listed | NO | N/A | NO | NO | YES | NO | NO | N/A | N/A | Wall-Mount | NO | 1; EA | NO | NO | NO | NO | PESTICIDE/AEROSOL: NO | CHEMICAL/SOLVENT: NO | Lead: No Mercury: No Silver: No Cadmium: No Chromium: No Barium: No Arsenic: No Selenium: No | PARCEL | 70 | N/A | N/A | N/A | N/A | N/A | N/A | N/A | N/A | N/A | N/A | N/A | N/A | NO | N/A | N/A | N/A | N/A | N/A | N/A | N/A | N/A | N/A | N/A | N/A | N/A | N/A | N/A | N/A | N/A | N/A | N/A | N/A | N/A | N/A | N/A | N/A | NO | YES | NO | 2017-06-24 | Mr. Steam Price Book 2017 | N/A
W328TSSP | TOWEL WARMER | Metro Collection | ACTIVE (ECOM) | W328 8-Bar Wall Mounted Electric Towel Warmer with Digital Timer in Stainless Steel Polished | 767931910449 | 00767931910449 | STAINLESS STEEL POLISHED | Metro Collection Wall Mounted Electric Towel Warmer with 8 bars and Digital Timer in Stainless Steel Brushed | 1300 | 910 | 2019-04-01 | Yes | 10 | 31.375 | 20 | 4.75 | 31.375 x 20 x 4.75 | 12 | 35 | 23 | 5 | 35 x 23 x 5 | Inspired by contemporary design and made with heating wire to lighten the weight, the Metro Collection brings home refined lines to complement the most stylish sanctuaries. It's a worthy match for your everyday routine-giving you a renewed sense of wellbeing everyday. Discover a new way to immerse your senses and surround yourself in aromatherapy. In addition to providing you a warm, dry towel after you bathe, this collection includes an essential oil well. | Comes standard with 24-hour digital timer and matching timer cover plate | Available in brushed stainless steel and polished stainless steel | The quality, design and performance you expect from a MrSteam product | Installation tools and kit included | Dimensions 31.375” h x 20” w x 4.75” d | All models need to be hardwired to 120V |  |  |  |  | 0.098 | 98 | 120 | 0.82 | NO | N/A | N/A | RHOOK | N/A | N/A | https://cdn.intelligencebank.com/us/share/B3R/KeX0/21y6/original/steam-logo-white.jpg | http://public2.intelligencebank.com/e2c56f829e1e5d82347c365bf31980f6/93b6b2479f4d9c13281642bf375d6cdf/W328TSSP_front.jpg | N/A | http://public2.intelligencebank.com/e2c56f829e1e5d82347c365bf31980f6/fb8844fb53eb89d9948f8de0d09cd2cb/W328TSSP.jpg | https://vimeo.com/58153234 | https://vimeo.com/58153232 | https://vimeo.com/58181496 | N/A | http://prodrep.mrsteam.com/DocumentResources/d1f0ef4a-aa86-4f9f-b8e4-ceba8ace31f3.pdf | N/A | N/A | 1419301 | N/A | UNITED STATES | http://prodrep.mrsteam.com/DocumentResources/66674f9b-3dbb-49b0-bfae-49e3c5940d40.pdf | 72 HOURS | http://prodrep.mrsteam.com/DocumentResources/e12bad9c-8371-4732-a366-618fa0c54130.pdf | http://prodrep.mrsteam.com/DocumentResources/3c8710ca-c743-410c-8b07-1d162f933965.pdf | N/A | NO | Stainless Steel | UL Listed; cUL Listed | NO | N/A | NO | NO | YES | NO | NO | N/A | N/A | Wall-Mount | NO | 1; EA | NO | NO | NO | NO | PESTICIDE/AEROSOL: NO | CHEMICAL/SOLVENT: NO | Lead: No Mercury: No Silver: No Cadmium: No Chromium: No Barium: No Arsenic: No Selenium: No | PARCEL | 70 | N/A | N/A | N/A | N/A | N/A | N/A | N/A | N/A | N/A | N/A | N/A | N/A | NO | N/A | N/A | N/A | N/A | N/A | N/A | N/A | N/A | N/A | N/A | N/A | N/A | N/A | N/A | N/A | N/A | N/A | N/A | N/A | N/A | N/A | N/A | N/A | NO | YES | NO | 2017-06-24 | Mr. Steam Price Book 2017 | N/A
W336TSSB | TOWEL WARMER | Metro Collection | ACTIVE (ECOM) | W336 11-Bar Wall Mounted Electric Towel Warmer with Digital Timer in Stainless Steel Brushed | 767931910456 | 00767931910456 | STAINLESS STEEL BRUSHED | Metro Collection Wall Mounted Electric Towel Warmer with 11 bars and Digital Timer in Stainless Steel Brushed | 1400 | 980 | 2019-04-01 | Yes | 14 | 38.875 | 20 | 4.75 | 38.875 x 20 x 4.75 | 14 | 43 | 23 | 5 | 43 x 23 x 5 | Inspired by contemporary design and made with heating wire to lighten the weight, the Metro Collection brings home refined lines to complement the most stylish sanctuaries. It's a worthy match for your everyday routine-giving you a renewed sense of wellbeing everyday. Discover a new way to immerse your senses and surround yourself in aromatherapy. In addition to providing you a warm, dry towel after you bathe, this collection includes an essential oil well. | Comes standard with 24-hour digital timer and matching timer cover plate | Available in brushed stainless steel and polished stainless steel | The quality, design and performance you expect from a MrSteam product | Installation tools and kit included | Dimensions 38.875” h x 20” w x 4.75” d | All models need to be hardwired to 120V |  |  |  |  | 0.133 | 133 | 120 | 1.11 | NO | N/A | N/A | RHOOK | N/A | N/A | https://cdn.intelligencebank.com/us/share/B3R/KeX0/21y6/original/steam-logo-white.jpg | N/A | N/A | http://public2.intelligencebank.com/e2c56f829e1e5d82347c365bf31980f6/a8c3456364e44f971e8f0c0fccf8f0c5/W336TSSB.jpg | https://vimeo.com/58153234 | https://vimeo.com/58153232 | https://vimeo.com/58181496 | N/A | http://prodrep.mrsteam.com/DocumentResources/d1f0ef4a-aa86-4f9f-b8e4-ceba8ace31f3.pdf | N/A | N/A | 1419301 | N/A | UNITED STATES | http://prodrep.mrsteam.com/DocumentResources/66674f9b-3dbb-49b0-bfae-49e3c5940d40.pdf | 72 HOURS | http://prodrep.mrsteam.com/DocumentResources/e12bad9c-8371-4732-a366-618fa0c54130.pdf | http://prodrep.mrsteam.com/DocumentResources/3c8710ca-c743-410c-8b07-1d162f933965.pdf | N/A | NO | Stainless Steel | UL Listed; cUL Listed | NO | N/A | NO | NO | YES | NO | NO | N/A | N/A | Wall-Mount | NO | 1; EA | NO | NO | NO | NO | PESTICIDE/AEROSOL: NO | CHEMICAL/SOLVENT: NO | Lead: No Mercury: No Silver: No Cadmium: No Chromium: No Barium: No Arsenic: No Selenium: No | PARCEL | 70 | N/A | N/A | N/A | N/A | N/A | N/A | N/A | N/A | N/A | N/A | N/A | N/A | NO | N/A | N/A | N/A | N/A | N/A | N/A | N/A | N/A | N/A | N/A | N/A | N/A | N/A | N/A | N/A | N/A | N/A | N/A | N/A | N/A | N/A | N/A | N/A | NO | YES | NO | 2017-06-24 | Mr. Steam Price Book 2017 | N/A
W336TSSP | TOWEL WARMER | Metro Collection | ACTIVE (ECOM) | W336 11-Bar Wall Mounted Electric Towel Warmer with Digital Timer in Stainless Steel Polished | 767931910463 | 00767931910463 | STAINLESS STEEL POLISHED | Metro Collection Wall Mounted Electric Towel Warmer with 11 bars and Digital Timer in Stainless Steel Polished | 1400 | 980 | 2019-04-01 | Yes | 14 | 38.875 | 20 | 4.75 | 38.875 x 20 x 4.75 | 14 | 43 | 23 | 5 | 43 x 23 x 5 | Inspired by contemporary design and made with heating wire to lighten the weight, the Metro Collection brings home refined lines to complement the most stylish sanctuaries. It's a worthy match for your everyday routine-giving you a renewed sense of wellbeing everyday. Discover a new way to immerse your senses and surround yourself in aromatherapy. In addition to providing you a warm, dry towel after you bathe, this collection includes an essential oil well. | Comes standard with 24-hour digital timer and matching timer cover plate | Available in brushed stainless steel and polished stainless steel | The quality, design and performance you expect from a MrSteam product | Installation tools and kit included | Dimensions 38.875” h x 20” w x 4.75” d | All models need to be hardwired to 120V |  |  |  |  | 0.133 | 133 | 120 | 1.11 | NO | N/A | N/A | RHOOK | N/A | N/A | https://cdn.intelligencebank.com/us/share/B3R/KeX0/21y6/original/steam-logo-white.jpg | http://public2.intelligencebank.com/e2c56f829e1e5d82347c365bf31980f6/14bc64a9a9494dc6787438707b544b8b/W336TSSP_front.jpg | N/A | http://public2.intelligencebank.com/e2c56f829e1e5d82347c365bf31980f6/fe9b7bbb210184557220935faea766b1/W336TSSP.jpg | https://vimeo.com/58153234 | https://vimeo.com/58153232 | https://vimeo.com/58181496 | N/A | http://prodrep.mrsteam.com/DocumentResources/d1f0ef4a-aa86-4f9f-b8e4-ceba8ace31f3.pdf | N/A | N/A | 1419301 | N/A | UNITED STATES | http://prodrep.mrsteam.com/DocumentResources/66674f9b-3dbb-49b0-bfae-49e3c5940d40.pdf | 72 HOURS | http://prodrep.mrsteam.com/DocumentResources/e12bad9c-8371-4732-a366-618fa0c54130.pdf | http://prodrep.mrsteam.com/DocumentResources/3c8710ca-c743-410c-8b07-1d162f933965.pdf | N/A | NO | Stainless Steel | UL Listed; cUL Listed | NO | N/A | NO | NO | YES | NO | NO | N/A | N/A | Wall-Mount | NO | 1; EA | NO | NO | NO | NO | PESTICIDE/AEROSOL: NO | CHEMICAL/SOLVENT: NO | Lead: No Mercury: No Silver: No Cadmium: No Chromium: No Barium: No Arsenic: No Selenium: No | PARCEL | 70 | N/A | N/A | N/A | N/A | N/A | N/A | N/A | N/A | N/A | N/A | N/A | N/A | NO | N/A | N/A | N/A | N/A | N/A | N/A | N/A | N/A | N/A | N/A | N/A | N/A | N/A | N/A | N/A | N/A | N/A | N/A | N/A | N/A | N/A | N/A | N/A | NO | YES | NO | 2017-06-24 | Mr. Steam Price Book 2017 | N/A
W348TSSB | TOWEL WARMER | Metro Collection | DISCONTINUED | W348 15-Bar Wall Mounted Electric Towel Warmer with Digital Timer in Stainless Steel Brushed | 767931910470 | 00767931910470 | STAINLESS STEEL BRUSHED | Metro Collection Wall Mounted Electric Towel Warmer with 15 bars and Digital Timer in Stainless Steel Brushed | 1410 | 987 | 2019-04-01 | Yes | 18 | 49.25 | 20 | 4.75 | 49.25 x 20 x 4.75 | 17 | 54 | 23 | 5 | 54 x 23 x 5 | Inspired by contemporary design and made with heating wire to lighten the weight, the Metro Collection brings home refined lines to complement the most stylish sanctuaries. It's a worthy match for your everyday routine-giving you a renewed sense of wellbeing everyday. Discover a new way to immerse your senses and surround yourself in aromatherapy. In addition to providing you a warm, dry towel after you bathe, this collection includes an essential oil well. | Comes standard with 24-hour digital timer and matching timer cover plate | Available in brushed stainless steel and polished stainless steel | The quality, design and performance you expect from a MrSteam product | Installation tools and kit included | Dimensions 49.25” h x 20” w x 4.75” d | All models need to be hardwired to 120V |  |  |  |  | 0.168 | 168 | 120 | 1.4 | NO | N/A | N/A | RHOOK | N/A | N/A | https://cdn.intelligencebank.com/us/share/B3R/KeX0/21y6/original/steam-logo-white.jpg | N/A | N/A | http://public2.intelligencebank.com/e2c56f829e1e5d82347c365bf31980f6/782adeaddc05045a9f27052afd1909ac/W348TSSB.jpg | https://vimeo.com/58153234 | https://vimeo.com/58153232 | https://vimeo.com/58181496 | N/A | http://prodrep.mrsteam.com/DocumentResources/d1f0ef4a-aa86-4f9f-b8e4-ceba8ace31f3.pdf | N/A | N/A | 1419301 | N/A | UNITED STATES | http://prodrep.mrsteam.com/DocumentResources/66674f9b-3dbb-49b0-bfae-49e3c5940d40.pdf | 72 HOURS |  |  | N/A | NO | Stainless Steel | UL Listed; cUL Listed | NO | N/A | NO | NO | YES | NO | NO | N/A | N/A | Wall-Mount | NO | 1; EA | NO | NO | NO | NO | PESTICIDE/AEROSOL: NO | CHEMICAL/SOLVENT: NO | Lead: No Mercury: No Silver: No Cadmium: No Chromium: No Barium: No Arsenic: No Selenium: No | PARCEL | 70 | N/A | N/A | N/A | N/A | N/A | N/A | N/A | N/A | N/A | N/A | N/A | N/A | NO | N/A | N/A | N/A | N/A | N/A | N/A | N/A | N/A | N/A | N/A | N/A | N/A | N/A | N/A | N/A | N/A | N/A | N/A | N/A | N/A | N/A | N/A | N/A | NO | YES | NO | 2017-06-24 | Mr. Steam Price Book 2017 | N/A
W348TSSP | TOWEL WARMER | Metro Collection | DISCONTINUED | W348 15-Bar Wall Mounted Electric Towel Warmer with Digital Timer in Stainless Steel Polished | 767931910487 | 00767931910487 | STAINLESS STEEL POLISHED | Metro Collection Wall Mounted Electric Towel Warmer with 15 bars and Digital Timer in Stainless Steel Polished | 1410 | 987 | 2019-04-01 | Yes | 18 | 49.25 | 20 | 4.75 | 49.25 x 20 x 4.75 | 17 | 54 | 23 | 5 | 54 x 23 x 5 | Inspired by contemporary design and made with heating wire to lighten the weight, the Metro Collection brings home refined lines to complement the most stylish sanctuaries. It's a worthy match for your everyday routine-giving you a renewed sense of wellbeing everyday. Discover a new way to immerse your senses and surround yourself in aromatherapy. In addition to providing you a warm, dry towel after you bathe, this collection includes an essential oil well. | Comes standard with 24-hour digital timer and matching timer cover plate | Available in brushed stainless steel and polished stainless steel | The quality, design and performance you expect from a MrSteam product | Installation tools and kit included | Dimensions 49.25” h x 20” w x 4.75” d | All models need to be hardwired to 120V |  |  |  |  | 0.168 | 168 | 120 | 1.4 | NO | N/A | N/A | RHOOK | N/A | N/A | https://cdn.intelligencebank.com/us/share/B3R/KeX0/21y6/original/steam-logo-white.jpg | http://public2.intelligencebank.com/e2c56f829e1e5d82347c365bf31980f6/bf1388b1ab1ce5776662c9bae30de212/W348TSSP_front.jpg | N/A | http://public2.intelligencebank.com/e2c56f829e1e5d82347c365bf31980f6/3fe811020ffbafdf26fa10dc6b9abf47/W348TSSP.jpg | https://vimeo.com/58153234 | https://vimeo.com/58153232 | https://vimeo.com/58181496 | N/A | http://prodrep.mrsteam.com/DocumentResources/d1f0ef4a-aa86-4f9f-b8e4-ceba8ace31f3.pdf | N/A | N/A | 1419301 | N/A | UNITED STATES | http://prodrep.mrsteam.com/DocumentResources/66674f9b-3dbb-49b0-bfae-49e3c5940d40.pdf | 72 HOURS |  |  | N/A | NO | Stainless Steel | UL Listed; cUL Listed | NO | N/A | NO | NO | YES | NO | NO | N/A | N/A | Wall-Mount | NO | 1; EA | NO | NO | NO | NO | PESTICIDE/AEROSOL: NO | CHEMICAL/SOLVENT: NO | Lead: No Mercury: No Silver: No Cadmium: No Chromium: No Barium: No Arsenic: No Selenium: No | PARCEL | 70 | N/A | N/A | N/A | N/A | N/A | N/A | N/A | N/A | N/A | N/A | N/A | N/A | NO | N/A | N/A | N/A | N/A | N/A | N/A | N/A | N/A | N/A | N/A | N/A | N/A | N/A | N/A | N/A | N/A | N/A | N/A | N/A | N/A | N/A | N/A | N/A | NO | YES | NO | 2017-06-24 | Mr. Steam Price Book 2017 | N/A
WX24TSSB | TOWEL WARMER | Lexington Collection | DISCONTINUED | WX24 10-Bar Wall Mounted Electric Towel Warmer with Digital Timer in Stainless Steel Brushed | 767931910500 | 00767931910500 | STAINLESS STEEL BRUSHED | Lexington Collection Wall Mounted Electric Towel Warmer with 10 bars and Digital Timer in Stainless Steel Brushed | 2310 | 1617 | 2019-04-01 | Yes | 28 | 23.625 | 19.25 | 1.5 | 23.625 x 19.25 x 1.5 | 41 | 34 | 25 | 4 | 34 x 25 x 4 | Influenced by the industrial design movement, the Lexington Collection offers bold and robust lines to increase the heated surface area of your towel. Blanket yourself with a warm, delightful treat right out of the shower. | Comes standard with 24-hour digital timer and matching timer cover plate | Available in brushed stainless steel and polished stainless steel | The quality, design and performance you expect from a MrSteam product | Installation tools and kit included | Dimensions 24” h x 19.5” w x 1.5” d | All models need to be hardwired to 120V |  |  |  |  | 0.3 | 300 | 120 | 2.5 | NO | N/A | N/A | RHOOK | N/A | N/A | https://cdn.intelligencebank.com/us/share/B3R/KeX0/21y6/original/steam-logo-white.jpg | http://public2.intelligencebank.com/e2c56f829e1e5d82347c365bf31980f6/b32b883d8e43a7bc2d652931180b60c4/WX24TSSB_front.jpg | N/A | http://public2.intelligencebank.com/e2c56f829e1e5d82347c365bf31980f6/7f89cccd3e5b0758622e0c2736e88415/WX24TSSB.jpg | https://vimeo.com/58153234 | https://vimeo.com/58153232 | https://vimeo.com/58181496 | N/A | http://prodrep.mrsteam.com/DocumentResources/d1f0ef4a-aa86-4f9f-b8e4-ceba8ace31f3.pdf | N/A | N/A | 1419298 | Ethylene Glycol: 107-21-1 | UNITED STATES | http://prodrep.mrsteam.com/DocumentResources/66674f9b-3dbb-49b0-bfae-49e3c5940d40.pdf | 72 HOURS |  |  | N/A | NO | Stainless Steel | UL Listed; cUL Listed | NO | N/A | NO | NO | YES | NO | NO | N/A | N/A | Wall-Mount | NO | 1; EA | YES | NO | NO | NO | PESTICIDE/AEROSOL: NO | CHEMICAL/SOLVENT: NO | Lead: No Mercury: No Silver: No Cadmium: No Chromium: No Barium: No Arsenic: No Selenium: No | PARCEL | 70 | N/A | N/A | N/A | N/A | N/A | N/A | N/A | N/A | N/A | N/A | N/A | N/A | NO | N/A | N/A | N/A | N/A | N/A | N/A | N/A | N/A | N/A | N/A | N/A | N/A | N/A | N/A | N/A | N/A | N/A | N/A | N/A | N/A | N/A | N/A | N/A | NO | YES | NO | 2017-06-24 | Mr. Steam Price Book 2017 | N/A
WX24TSSP | TOWEL WARMER | Lexington Collection | DISCONTINUED | WX24 10-Bar Wall Mounted Electric Towel Warmer with Digital Timer in Stainless Steel Polished | 767931910494 | 00767931910494 | STAINLESS STEEL POLISHED | Lexington Collection Wall Mounted Electric Towel Warmer with 10 bars and Digital Timer in Stainless Steel Polished | 2610 | 1827 | 2019-04-01 | Yes | 28 | 23.625 | 19.25 | 1.5 | 23.625 x 19.25 x 1.5 | 41 | 34 | 25 | 4 | 34 x 25 x 4 | Influenced by the industrial design movement, the Lexington Collection offers bold and robust lines to increase the heated surface area of your towel. Blanket yourself with a warm, delightful treat right out of the shower. | Comes standard with 24-hour digital timer and matching timer cover plate | Available in brushed stainless steel and polished stainless steel | The quality, design and performance you expect from a MrSteam product | Installation tools and kit included | Dimensions 24” h x 19.5” w x 1.5” d | All models need to be hardwired to 120V |  |  |  |  | 0.3 | 300 | 120 | 2.5 | NO | N/A | N/A | RHOOK | N/A | N/A | https://cdn.intelligencebank.com/us/share/B3R/KeX0/21y6/original/steam-logo-white.jpg | N/A | N/A | http://public2.intelligencebank.com/e2c56f829e1e5d82347c365bf31980f6/2c0558d75336f8975dc4d14086c9c4f4/WX24TSSP.jpg | https://vimeo.com/58153234 | https://vimeo.com/58153232 | https://vimeo.com/58181496 | N/A | http://prodrep.mrsteam.com/DocumentResources/d1f0ef4a-aa86-4f9f-b8e4-ceba8ace31f3.pdf | N/A | N/A | 1419298 | Ethylene Glycol: 107-21-1 | UNITED STATES | http://prodrep.mrsteam.com/DocumentResources/66674f9b-3dbb-49b0-bfae-49e3c5940d40.pdf | 72 HOURS |  |  | N/A | NO | Stainless Steel | UL Listed; cUL Listed | NO | N/A | NO | NO | YES | NO | NO | N/A | N/A | Wall-Mount | NO | 1; EA | YES | NO | NO | NO | PESTICIDE/AEROSOL: NO | CHEMICAL/SOLVENT: NO | Lead: No Mercury: No Silver: No Cadmium: No Chromium: No Barium: No Arsenic: No Selenium: No | PARCEL | 70 | N/A | N/A | N/A | N/A | N/A | N/A | N/A | N/A | N/A | N/A | N/A | N/A | NO | N/A | N/A | N/A | N/A | N/A | N/A | N/A | N/A | N/A | N/A | N/A | N/A | N/A | N/A | N/A | N/A | N/A | N/A | N/A | N/A | N/A | N/A | N/A | NO | YES | NO | 2017-06-24 | Mr. Steam Price Book 2017 | N/A
WX27TSSB | TOWEL WARMER | Lexington Collection | DISCONTINUED | WX27 6-Bar Wall Mounted Electric Towel Warmer with Digital Timer in Stainless Steel Brushed | 767931910524 | 00767931910524 | STAINLESS STEEL BRUSHED | Lexington Collection Wall Mounted Electric Towel Warmer with 6 bars and Digital Timer in Stainless Steel Brushed | 2060 | 1442 | 2019-04-01 | Yes | 27 | 27.75 | 19.75 | 2.375 | 27.75 x 19.75 x 2.375 | 42 | 30 | 25 | 4 | 30 x 25 x 4 | Influenced by the industrial design movement, the Lexington Collection offers bold and robust lines to increase the heated surface area of your towel. Blanket yourself with a warm, delightful treat right out of the shower. | Comes standard with 24-hour digital timer and matching timer cover plate | Available in brushed stainless steel and polished stainless steel | The quality, design and performance you expect from a MrSteam product | Installation tools and kit included | Dimensions 28” h x 20” w x 2” d | All models need to be hardwired to 120V |  |  |  |  | 0.3 | 300 | 120 | 2.5 | NO | N/A | N/A | RHOOK | N/A | N/A | https://cdn.intelligencebank.com/us/share/B3R/KeX0/21y6/original/steam-logo-white.jpg | http://public2.intelligencebank.com/e2c56f829e1e5d82347c365bf31980f6/16ded5066a8a6dda157f46cc4e082b84/WX27TSSB_front.jpg | N/A | http://public2.intelligencebank.com/e2c56f829e1e5d82347c365bf31980f6/e77d5234e0b8d6012b92526a85d719db/WX27TSSB.jpg | https://vimeo.com/58153234 | https://vimeo.com/58153232 | https://vimeo.com/58181496 | N/A | http://prodrep.mrsteam.com/DocumentResources/d1f0ef4a-aa86-4f9f-b8e4-ceba8ace31f3.pdf | N/A | N/A | 1419298 | Ethylene Glycol: 107-21-1 | UNITED STATES | http://prodrep.mrsteam.com/DocumentResources/66674f9b-3dbb-49b0-bfae-49e3c5940d40.pdf | 72 HOURS |  |  | N/A | NO | Stainless Steel | UL Listed; cUL Listed | NO | N/A | NO | NO | YES | NO | NO | N/A | N/A | Wall-Mount | NO | 1; EA | YES | NO | NO | NO | PESTICIDE/AEROSOL: NO | CHEMICAL/SOLVENT: NO | Lead: No Mercury: No Silver: No Cadmium: No Chromium: No Barium: No Arsenic: No Selenium: No | PARCEL | 70 | N/A | N/A | N/A | N/A | N/A | N/A | N/A | N/A | N/A | N/A | N/A | N/A | NO | N/A | N/A | N/A | N/A | N/A | N/A | N/A | N/A | N/A | N/A | N/A | N/A | N/A | N/A | N/A | N/A | N/A | N/A | N/A | N/A | N/A | N/A | N/A | NO | YES | NO | 2017-06-24 | Mr. Steam Price Book 2017 | N/A
WX27TSSP | TOWEL WARMER | Lexington Collection | DISCONTINUED | WX27 6-Bar Wall Mounted Electric Towel Warmer with Digital Timer in Stainless Steel Polished | 767931910517 | 00767931910517 | STAINLESS STEEL POLISHED | Lexington Collection Wall Mounted Electric Towel Warmer with 6 bars and Digital Timer in Stainless Steel Polished | 2260 | 1582 | 2019-04-01 | Yes | 27 | 27.75 | 19.75 | 2.375 | 27.75 x 19.75 x 2.375 | 42 | 30 | 25 | 4 | 30 x 25 x 4 | Influenced by the industrial design movement, the Lexington Collection offers bold and robust lines to increase the heated surface area of your towel. Blanket yourself with a warm, delightful treat right out of the shower. | Comes standard with 24-hour digital timer and matching timer cover plate | Available in brushed stainless steel and polished stainless steel | The quality, design and performance you expect from a MrSteam product | Installation tools and kit included | Dimensions 28” h x 20” w x 2” d | All models need to be hardwired to 120V |  |  |  |  | 0.3 | 300 | 120 | 2.5 | NO | N/A | N/A | RHOOK | N/A | N/A | https://cdn.intelligencebank.com/us/share/B3R/KeX0/21y6/original/steam-logo-white.jpg | N/A | N/A | http://public2.intelligencebank.com/e2c56f829e1e5d82347c365bf31980f6/9f9a839b03db16f3366ebaeea12e643b/WX27TSSP.jpg | https://vimeo.com/58153234 | https://vimeo.com/58153232 | https://vimeo.com/58181496 | N/A | http://prodrep.mrsteam.com/DocumentResources/d1f0ef4a-aa86-4f9f-b8e4-ceba8ace31f3.pdf | N/A | N/A | 1419298 | Ethylene Glycol: 107-21-1 | UNITED STATES | http://prodrep.mrsteam.com/DocumentResources/66674f9b-3dbb-49b0-bfae-49e3c5940d40.pdf | 72 HOURS |  |  | N/A | NO | Stainless Steel | UL Listed; cUL Listed | NO | N/A | NO | NO | YES | NO | NO | N/A | N/A | Wall-Mount | NO | 1; EA | YES | NO | NO | NO | PESTICIDE/AEROSOL: NO | CHEMICAL/SOLVENT: NO | Lead: No Mercury: No Silver: No Cadmium: No Chromium: No Barium: No Arsenic: No Selenium: No | PARCEL | 70 | N/A | N/A | N/A | N/A | N/A | N/A | N/A | N/A | N/A | N/A | N/A | N/A | NO | N/A | N/A | N/A | N/A | N/A | N/A | N/A | N/A | N/A | N/A | N/A | N/A | N/A | N/A | N/A | N/A | N/A | N/A | N/A | N/A | N/A | N/A | N/A | NO | YES | NO | 2017-06-24 | Mr. Steam Price Book 2017 | N/A
WX29TSSB | TOWEL WARMER | Lexington Collection | DISCONTINUED | WX29 14-Bar Wall Mounted Electric Towel Warmer with Digital Timer in Stainless Steel Brushed | 767931910548 | 00767931910548 | STAINLESS STEEL BRUSHED | Lexington Collection Wall Mounted Electric Towel Warmer with 14 bars and Digital Timer in Stainless Steel Brushed | 2060 | 1442 | 2019-04-01 | Yes | 28 | 29.5 | 22.875 | 1.5 | 29.5 x 22.875 x 1.5 | 35 | 36 | 25 | 4 | 36 x 25 x 4 | Influenced by the industrial design movement, the Lexington Collection offers bold and robust lines to increase the heated surface area of your towel. Blanket yourself with a warm, delightful treat right out of the shower. | Comes standard with 24-hour digital timer and matching timer cover plate | Available in brushed stainless steel and polished stainless steel | The quality, design and performance you expect from a MrSteam product | Installation tools and kit included | Dimensions 29.5” h x 23” w x 1.5” d | All models need to be hardwired to 120V |  |  |  |  | 0.3 | 300 | 120 | 2.5 | NO | N/A | N/A | RHOOK | N/A | N/A | https://cdn.intelligencebank.com/us/share/B3R/KeX0/21y6/original/steam-logo-white.jpg | http://public2.intelligencebank.com/e2c56f829e1e5d82347c365bf31980f6/8d59d096c665714f7447c107c07cb11b/WX29TSSB_front.jpg | N/A | http://public2.intelligencebank.com/e2c56f829e1e5d82347c365bf31980f6/ddd2af94dbaa6f41f6f17201ca1c6dfb/WX29TSSB.jpg | https://vimeo.com/58153234 | https://vimeo.com/58153232 | https://vimeo.com/58181496 | N/A | http://prodrep.mrsteam.com/DocumentResources/d1f0ef4a-aa86-4f9f-b8e4-ceba8ace31f3.pdf | N/A | N/A | 1419298 | Ethylene Glycol: 107-21-1 | UNITED STATES | http://prodrep.mrsteam.com/DocumentResources/66674f9b-3dbb-49b0-bfae-49e3c5940d40.pdf | 72 HOURS |  |  | N/A | NO | Stainless Steel | UL Listed; cUL Listed | NO | N/A | NO | NO | YES | NO | NO | N/A | N/A | Wall-Mount | NO | 1; EA | YES | NO | NO | NO | PESTICIDE/AEROSOL: NO | CHEMICAL/SOLVENT: NO | Lead: No Mercury: No Silver: No Cadmium: No Chromium: No Barium: No Arsenic: No Selenium: No | PARCEL | 70 | N/A | N/A | N/A | N/A | N/A | N/A | N/A | N/A | N/A | N/A | N/A | N/A | NO | N/A | N/A | N/A | N/A | N/A | N/A | N/A | N/A | N/A | N/A | N/A | N/A | N/A | N/A | N/A | N/A | N/A | N/A | N/A | N/A | N/A | N/A | N/A | NO | YES | NO | 2017-06-24 | Mr. Steam Price Book 2017 | N/A
WX29TSSP | TOWEL WARMER | Lexington Collection | DISCONTINUED | WX29 14-Bar Wall Mounted Electric Towel Warmer with Digital Timer in Stainless Steel Polished | 767931910531 | 00767931910531 | STAINLESS STEEL POLISHED | Lexington Collection Wall Mounted Electric Towel Warmer with 14 bars and Digital Timer in Stainless Steel Polished | 2260 | 1582 | 2019-04-01 | Yes | 28 | 29.5 | 22.875 | 1.5 | 29.5 x 22.875 x 1.5 | 35 | 36 | 25 | 4 | 36 x 25 x 4 | Influenced by the industrial design movement, the Lexington Collection offers bold and robust lines to increase the heated surface area of your towel. Blanket yourself with a warm, delightful treat right out of the shower. | Comes standard with 24-hour digital timer and matching timer cover plate | Available in brushed stainless steel and polished stainless steel | The quality, design and performance you expect from a MrSteam product | Installation tools and kit included | Dimensions 29.5” h x 23” w x 1.5” d | All models need to be hardwired to 120V |  |  |  |  | 0.3 | 300 | 120 | 2.5 | NO | N/A | N/A | RHOOK | N/A | N/A | https://cdn.intelligencebank.com/us/share/B3R/KeX0/21y6/original/steam-logo-white.jpg | N/A | N/A | http://public2.intelligencebank.com/e2c56f829e1e5d82347c365bf31980f6/a1bb03b14045a2a739d3f06e79b07e6a/WX29TSSP.jpg | https://vimeo.com/58153234 | https://vimeo.com/58153232 | https://vimeo.com/58181496 | N/A | http://prodrep.mrsteam.com/DocumentResources/d1f0ef4a-aa86-4f9f-b8e4-ceba8ace31f3.pdf | N/A | N/A | 1419298 | Ethylene Glycol: 107-21-1 | UNITED STATES | http://prodrep.mrsteam.com/DocumentResources/66674f9b-3dbb-49b0-bfae-49e3c5940d40.pdf | 72 HOURS |  |  | N/A | NO | Stainless Steel | UL Listed; cUL Listed | NO | N/A | NO | NO | YES | NO | NO | N/A | N/A | Wall-Mount | NO | 1; EA | YES | NO | NO | NO | PESTICIDE/AEROSOL: NO | CHEMICAL/SOLVENT: NO | Lead: No Mercury: No Silver: No Cadmium: No Chromium: No Barium: No Arsenic: No Selenium: No | PARCEL | 70 | N/A | N/A | N/A | N/A | N/A | N/A | N/A | N/A | N/A | N/A | N/A | N/A | NO | N/A | N/A | N/A | N/A | N/A | N/A | N/A | N/A | N/A | N/A | N/A | N/A | N/A | N/A | N/A | N/A | N/A | N/A | N/A | N/A | N/A | N/A | N/A | NO | YES | NO | 2017-06-24 | Mr. Steam Price Book 2017 | N/A
WX36TSSB | TOWEL WARMER | Lexington Collection | DISCONTINUED | WX36 12-Bar Wall Mounted Electric Towel Warmer with Digital Timer in Stainless Steel Brushed | 767931910555 | 00767931910555 | STAINLESS STEEL BRUSHED | Lexington Collection Wall Mounted Electric Towel Warmer with 12 bars and Digital Timer in Stainless Steel Brushed | 3010 | 2107 | 2019-04-01 | Yes | 57 | 36.25 | 19.75 | 3.125 | 36.25 x 19.75 x 3.125 | 71 | 41 | 22 | 5 | 41 x 22 x 5 | Influenced by the industrial design movement, the Lexington Collection offers bold and robust lines to increase the heated surface area of your towel. Blanket yourself with a warm, delightful treat right out of the shower. | Comes standard with 24-hour digital timer and matching timer cover plate | Available in brushed stainless steel and polished stainless steel | The quality, design and performance you expect from a MrSteam product | Installation tools and kit included | Dimensions 36” h x 20” w x 2” d | All models need to be hardwired to 120V |  |  |  |  | 0.4 | 400 | 120 | 3.4 | NO | N/A | N/A | RHOOK | N/A | N/A | https://cdn.intelligencebank.com/us/share/B3R/KeX0/21y6/original/steam-logo-white.jpg | http://public2.intelligencebank.com/e2c56f829e1e5d82347c365bf31980f6/e87ece551b4e0fda2a20db9c27e3ada2/WX36TSSB_front.jpg | N/A | http://public2.intelligencebank.com/e2c56f829e1e5d82347c365bf31980f6/22d810f7318455c231f527c4f9054b7c/WX36TSSB.jpg | https://vimeo.com/58153234 | https://vimeo.com/58153232 | https://vimeo.com/58181496 | N/A | http://prodrep.mrsteam.com/DocumentResources/d1f0ef4a-aa86-4f9f-b8e4-ceba8ace31f3.pdf | N/A | N/A | 1419298 | Ethylene Glycol: 107-21-1 | UNITED STATES | http://prodrep.mrsteam.com/DocumentResources/66674f9b-3dbb-49b0-bfae-49e3c5940d40.pdf | 72 HOURS |  |  | N/A | NO | Stainless Steel | UL Listed; cUL Listed | NO | N/A | NO | NO | YES | NO | NO | N/A | N/A | Wall-Mount | NO | 1; EA | YES | NO | NO | NO | PESTICIDE/AEROSOL: NO | CHEMICAL/SOLVENT: NO | Lead: No Mercury: No Silver: No Cadmium: No Chromium: No Barium: No Arsenic: No Selenium: No | PARCEL | 70 | N/A | N/A | N/A | N/A | N/A | N/A | N/A | N/A | N/A | N/A | N/A | N/A | NO | N/A | N/A | N/A | N/A | N/A | N/A | N/A | N/A | N/A | N/A | N/A | N/A | N/A | N/A | N/A | N/A | N/A | N/A | N/A | N/A | N/A | N/A | N/A | NO | YES | NO | 2017-06-24 | Mr. Steam Price Book 2017 | N/A
WX41TSSB | TOWEL WARMER | Lexington Collection | DISCONTINUED | WX41 18-Bar Wall Mounted Electric Towel Warmer with Digital Timer in Stainless Steel Brushed | 767931910579 | 00767931910579 | STAINLESS STEEL BRUSHED | Lexington Collection Wall Mounted Electric Towel Warmer with 18 bars and Digital Timer in Stainless Steel Brushed | 2610 | 1827 | 2019-04-01 | Yes | 48 | 41 | 19.75 | 1.5 | 41 x 19.75 x 1.5 | 52 | 47 | 25 | 4 | 47 x 25 x 4 | Influenced by the industrial design movement, the Lexington Collection offers bold and robust lines to increase the heated surface area of your towel. Blanket yourself with a warm, delightful treat right out of the shower. | Comes standard with 24-hour digital timer and matching timer cover plate | Available in brushed stainless steel and polished stainless steel | The quality, design and performance you expect from a MrSteam product | Installation tools and kit included | Dimensions 41” h x 20” w x 1.5” d | All models need to be hardwired to 120V |  |  |  |  | 0.4 | 400 | 120 | 3.4 | NO | N/A | N/A | RHOOK | N/A | N/A | https://cdn.intelligencebank.com/us/share/B3R/KeX0/21y6/original/steam-logo-white.jpg | http://public2.intelligencebank.com/e2c56f829e1e5d82347c365bf31980f6/769d95860a7c02e56f19fd8dcf04b0e5/WX41TSSB_front.jpg | N/A | http://public2.intelligencebank.com/e2c56f829e1e5d82347c365bf31980f6/7a36aebf0a8722f29cba891d4876903a/WX41TSSB.jpg | https://vimeo.com/58153234 | https://vimeo.com/58153232 | https://vimeo.com/58181496 | N/A | http://prodrep.mrsteam.com/DocumentResources/d1f0ef4a-aa86-4f9f-b8e4-ceba8ace31f3.pdf | N/A | N/A | 1419298 | Ethylene Glycol: 107-21-1 | UNITED STATES | http://prodrep.mrsteam.com/DocumentResources/66674f9b-3dbb-49b0-bfae-49e3c5940d40.pdf | 72 HOURS |  |  | N/A | NO | Stainless Steel | UL Listed; cUL Listed | NO | N/A | NO | NO | YES | NO | NO | N/A | N/A | Wall-Mount | NO | 1; EA | YES | NO | NO | NO | PESTICIDE/AEROSOL: NO | CHEMICAL/SOLVENT: NO | Lead: No Mercury: No Silver: No Cadmium: No Chromium: No Barium: No Arsenic: No Selenium: No | PARCEL | 70 | N/A | N/A | N/A | N/A | N/A | N/A | N/A | N/A | N/A | N/A | N/A | N/A | NO | N/A | N/A | N/A | N/A | N/A | N/A | N/A | N/A | N/A | N/A | N/A | N/A | N/A | N/A | N/A | N/A | N/A | N/A | N/A | N/A | N/A | N/A | N/A | NO | YES | NO | 2017-06-24 | Mr. Steam Price Book 2017 | N/A
WX41TSSP | TOWEL WARMER | Lexington Collection | DISCONTINUED | WX41 18-Bar Wall Mounted Electric Towel Warmer with Digital Timer in Stainless Steel Polished | 767931910562 | 00767931910562 | STAINLESS STEEL POLISHED | Lexington Collection Wall Mounted Electric Towel Warmer with 18 bars and Digital Timer in Stainless Steel Polished | 3060 | 2142 | 2019-04-01 | Yes | 48 | 41 | 19.75 | 1.5 | 41 x 19.75 x 1.5 | 52 | 47 | 25 | 4 | 47 x 25 x 4 | Influenced by the industrial design movement, the Lexington Collection offers bold and robust lines to increase the heated surface area of your towel. Blanket yourself with a warm, delightful treat right out of the shower. | Comes standard with 24-hour digital timer and matching timer cover plate | Available in brushed stainless steel and polished stainless steel | The quality, design and performance you expect from a MrSteam product | Installation tools and kit included | Dimensions 41” h x 20” w x 1.5” d | All models need to be hardwired to 120V |  |  |  |  | 0.4 | 400 | 120 | 3.4 | NO | N/A | N/A | RHOOK | N/A | N/A | https://cdn.intelligencebank.com/us/share/B3R/KeX0/21y6/original/steam-logo-white.jpg | N/A | N/A | http://public2.intelligencebank.com/e2c56f829e1e5d82347c365bf31980f6/d97fb8d05c7522b1eb4c3e4c2fd8bb1b/WX41TSSP.jpg | https://vimeo.com/58153234 | https://vimeo.com/58153232 | https://vimeo.com/58181496 | N/A | http://prodrep.mrsteam.com/DocumentResources/d1f0ef4a-aa86-4f9f-b8e4-ceba8ace31f3.pdf | N/A | N/A | 1419298 | Ethylene Glycol: 107-21-1 | UNITED STATES | http://prodrep.mrsteam.com/DocumentResources/66674f9b-3dbb-49b0-bfae-49e3c5940d40.pdf | 72 HOURS |  |  | N/A | NO | Stainless Steel | UL Listed; cUL Listed | NO | N/A | NO | NO | YES | NO | NO | N/A | N/A | Wall-Mount | NO | 1; EA | YES | NO | NO | NO | PESTICIDE/AEROSOL: NO | CHEMICAL/SOLVENT: NO | Lead: No Mercury: No Silver: No Cadmium: No Chromium: No Barium: No Arsenic: No Selenium: No | PARCEL | 70 | N/A | N/A | N/A | N/A | N/A | N/A | N/A | N/A | N/A | N/A | N/A | N/A | NO | N/A | N/A | N/A | N/A | N/A | N/A | N/A | N/A | N/A | N/A | N/A | N/A | N/A | N/A | N/A | N/A | N/A | N/A | N/A | N/A | N/A | N/A | N/A | NO | YES | NO | 2017-06-24 | Mr. Steam Price Book 2017 | N/A
LEDLITE-AP | ACCESSORY | Recessed Lights | PENDING | Recessed LED light in Polished Aluminum | 767931917189 | 00767931917189 | ALUMINUM POLISHED | low voltage recessed white light fixture in a polished aluminum finish. | 750 | 525 | 2019-04-01 | Yes | 5 | 27 | 4.25 | 3.5 | 27 x 4.25 x 3.5 | 5 | 27 | 6.5 | 4.5 | 27 x 6.5 x 4.5 | Built for steam environments, this high quality, lightweight, aluminum recessed LED light will compliment any steam shower design. With an impressive 600 lumens, this light is UL listed and includes a 120 VAC LED driver and rough-in bracket. | UL listed | 600 lumens | Includes 120 VAC LED driver | Recessed | Includes rough-in bracket | [5 empty] | 0.0276 | 27.6 | 120 | 0.2 | NO | N/A | N/A | N/A | N/A | N/A | https://cdn.intelligencebank.com/us/share/B3R/KeX0/21y6/original/steam-logo-white.jpg | https://cdn.intelligencebank.com/us/share/B3R/06wq/XMX1/original/LEDLITE-AP.jpg | N/A | N/A | https://vimeo.com/58153234 | https://vimeo.com/58153232 | N/A | N/A | http://prodrep.mrsteam.com/DocumentResources/d1f0ef4a-aa86-4f9f-b8e4-ceba8ace31f3.pdf | http://prodrep.mrsteam.com/DocumentResources/0468ef5a-0b97-439b-8fad-c2c296d89e6f.pdf | N/A |  | N/A | UNITED STATES | http://prodrep.mrsteam.com/DocumentResources/d6a61c17-60ee-4efc-b1ec-4fa4cb6c55b8.pdf | 72 HOURS | Coming Soon | Coming Soon | http://prodrep.mrsteam.com/DocumentResources/fb82c221-da8d-4d90-ae1e-66670ba7542f.pdf | NO | Aluminum; Plastic; Metal | ETL Listed | NO | N/A | YES | NO | YES | NO | NO | N/A | N/A | Ceiling-Mount | NO | 1; EA | NO | NO | NO | NO | PESTICIDE/AEROSOL: NO | CHEMICAL/SOLVENT: NO | Lead: No Mercury: No Silver: Yes, below Cadmium: No Chromium: No Barium: No Arsenic: No Selenium: No | PARCEL | 70 | N/A | N/A | N/A | N/A | N/A | N/A | N/A | N/A | N/A | N/A | N/A | N/A | NO | N/A | N/A | N/A | N/A | N/A | N/A | N/A | N/A | N/A | N/A | N/A | N/A | N/A | N/A | N/A | N/A | N/A | N/A | N/A | N/A | N/A | N/A | N/A | NO | NO | NO | 2017-06-24 | Mr. Steam Price Book 2017 | N/A
LEDLITE-AS | ACCESSORY | Recessed Lights | PENDING | Recessed LED light in Satin Aluminum | 767931917196 | 00767931917196 | ALUMINUM SATIN | low voltage recessed white light fixture in a satin aluminum finish. | 750 | 525 | 2019-04-01 | Yes | 5 | 27 | 4.25 | 3.5 | 27 x 4.25 x 3.5 | 5 | 27 | 6.5 | 4.5 | 27 x 6.5 x 4.5 | Built for steam environments, this high quality, lightweight, aluminum recessed LED light will compliment any steam shower design. With an impressive 600 lumens, this light is UL listed and includes a 120 VAC LED driver and rough-in bracket. | UL listed | 600 lumens | Includes 120 VAC LED driver | Recessed | Includes rough-in bracket | [5 empty] | 0.0276 | 27.6 | 120 | 0.2 | NO | N/A | N/A | N/A | N/A | N/A | https://cdn.intelligencebank.com/us/share/B3R/KeX0/21y6/original/steam-logo-white.jpg | https://cdn.intelligencebank.com/us/share/B3R/06wq/7wqb/original/LEDLITE-AS.jpg | N/A | N/A | https://vimeo.com/58153234 | https://vimeo.com/58153232 | N/A | N/A | http://prodrep.mrsteam.com/DocumentResources/d1f0ef4a-aa86-4f9f-b8e4-ceba8ace31f3.pdf | http://prodrep.mrsteam.com/DocumentResources/0468ef5a-0b97-439b-8fad-c2c296d89e6f.pdf | N/A |  | N/A | UNITED STATES | http://prodrep.mrsteam.com/DocumentResources/d6a61c17-60ee-4efc-b1ec-4fa4cb6c55b8.pdf | 72 HOURS | Coming Soon | Coming Soon | http://prodrep.mrsteam.com/DocumentResources/fb82c221-da8d-4d90-ae1e-66670ba7542f.pdf | NO | Aluminum; Plastic; Metal | ETL Listed | NO | N/A | YES | NO | YES | NO | NO | N/A | N/A | Ceiling-Mount | NO | 1; EA | NO | NO | NO | NO | PESTICIDE/AEROSOL: NO | CHEMICAL/SOLVENT: NO | Lead: No Mercury: No Silver: Yes, below Cadmium: No Chromium: No Barium: No Arsenic: No Selenium: No | PARCEL | 70 | N/A | N/A | N/A | N/A | N/A | N/A | N/A | N/A | N/A | N/A | N/A | N/A | NO | N/A | N/A | N/A | N/A | N/A | N/A | N/A | N/A | N/A | N/A | N/A | N/A | N/A | N/A | N/A | N/A | N/A | N/A | N/A | N/A | N/A | N/A | N/A | NO | NO | NO | 2017-06-24 | Mr. Steam Price Book 2017 | N/A
MX4EC1 | GENERATOR | eSeries Generator | PENDING | eSeries Max 20kW Steam Bath Generator at 240V | 767931916373 | 00767931916373 | N/A | eSeries Max 20kW Steam Bath Generator at 240V | 5300 | 3710 | 2019-04-01 | Yes | 58 | 27.6 | 20.75 | 7.9 | 27.6 x 20.75 x 7.9 | 65 | 33.38 | 12 | 25.19 | 33.38 x 12 x 25.19 | MAX Generators are built for large residential enclosures. These units are crafted from stainless steel and assembled with meticulous attention to detail. Every component is designed and engineered in-house to the most exacting standards. | Free from defects in materials and craftsmanship for its lifetime. MrSteam will repair or replace (at its option) a Generator which fails to conform to this warranty | Installs in areas such as a cabinet, closet, under a sealed bench or in an insulated attic | Exclusive micro processor operating system is the brains of our intelligent steam generator | Easily install spa therapy accessories or components such as AromaTherapy, ChromaTherapy, Steamlinx, and more | LED indicators to help you troubleshoot any connection and maintenance challenges | Naturally corrosion resistant, 100 percent recyclable stainless steel inside and out | Designed to save water and energy. Uses less than two gallons of water vs 40 gallons for an ordinary bath | 60 minute automatic cutoff, low voltage board, designed for easy access safe service | US and Canadian UL listed, and CE and NOM certified for unsurpassed quality and safety | Reliable, industrial grade, and the industries largest copper heating element heats fast and is easy to remove and service | 20 | 20000 | 240 | 84 | YES | 3 | N/A | 104198; 103867; MS81500E | N/A | N/A | https://cdn.intelligencebank.com/us/share/B3R/KeX0/21y6/original/steam-logo-white.jpg | https://cdn.intelligencebank.com/us/share/B3R/MGlV/lM3w/original/MX4E-6E.jpg | N/A | N/A | https://vimeo.com/58153234 | https://vimeo.com/58153232 | https://vimeo.com/58216730 | https://vimeo.com/66350508 | http://prodrep.mrsteam.com/DocumentResources/d1f0ef4a-aa86-4f9f-b8e4-ceba8ace31f3.pdf | http://prodrep.mrsteam.com/DocumentResources/0468ef5a-0b97-439b-8fad-c2c296d89e6f.pdf | http://prodrep.mrsteam.com/DocumentResources/278f8bd4-e4dd-4dc6-bbf8-9b48e09be4aa.pdf | N/A | N/A | UNITED STATES | http://prodrep.mrsteam.com/DocumentResources/7fbb39fd-1c69-485a-8ade-2da95fdf4576.pdf | 72 HOURS | http://prodrep.mrsteam.com/DocumentResources/68f8ac0d-243e-4be3-ac85-561a12bb2993.pdf | Coming Soon | http://prodrep.mrsteam.com/DocumentResources/fb82c221-da8d-4d90-ae1e-66670ba7542f.pdf | NO | Stainless Steel | UL Listed; cUL Listed | NO | 15 | YES | NO | YES | NO | NO | 60 MIN | 120 °F | Wall-Mount or Floor-Mount | NO | 1; EA | NO | NO | NO | NO | PESTICIDE/AEROSOL: NO | CHEMICAL/SOLVENT: NO | Lead: No Mercury: No Silver: Yes, below Cadmium: No Chromium: No Barium: No Arsenic: No Selenium: No | PARCEL | 70 | 60A | 2 GALLONS | RIGHT | 1/2 NPT | 1/2 NPT & 3/8 NPT | 0 PSI | NPT | N/A | ELECTRIC | 676 - 875 CU. FT. | N/A | 2.7 GAL PER 20 MIN CYCLE | NO | N/A | N/A | N/A | N/A | N/A | N/A | N/A | N/A | N/A | N/A | N/A | N/A | N/A | N/A | N/A | N/A | N/A | N/A | N/A | N/A | N/A | N/A | N/A | NO | YES | NO | 2017-06-24 | Mr. Steam Price Book 2017 | N/A
MX4EC1X | GENERATOR | eSeries Generator | PENDING | eSeries Max 20kW Express Steam Bath Generator at 240V With Express Steam | 767931916861 | 00767931916861 | N/A | eSeries Max 20kW Express Steam Bath Generator at 240 VWith Express Steam | 5600 | 3920 | 2019-04-01 | Yes | 58 | 27.6 | 20.75 | 7.9 | 27.6 x 20.75 x 7.9 | 65 | 33.38 | 12 | 25.19 | 33.38 x 12 x 25.19 | MAX Generators are built for large residential enclosures. These units are crafted from stainless steel and assembled with meticulous attention to detail. Every component is designed and engineered in-house to the most exacting standards. | Free from defects in materials and craftsmanship for its lifetime. MrSteam will repair or replace (at its option) a Generator which fails to conform to this warranty | Installs in areas such as a cabinet, closet, under a sealed bench or in an insulated attic | Exclusive micro processor operating system is the brains of our intelligent steam generator | Easily install spa therapy accessories or components such as AromaTherapy, ChromaTherapy, Steamlinx, and more | LED indicators to help you troubleshoot any connection and maintenance challenges | Naturally corrosion resistant, 100 percent recyclable stainless steel inside and out | Designed to save water and energy. Uses less than two gallons of water vs 40 gallons for an ordinary bath | 60 minute automatic cutoff, low voltage board, designed for easy access safe service | US and Canadian UL listed, and CE and NOM certified for unsurpassed quality and safety | Reliable, industrial grade, and the industries largest copper heating element heats fast and is easy to remove and service | 20 | 20000 | 240 | 84 | YES | 3 | N/A | 104198; 103867; MS81500E | N/A | N/A | https://cdn.intelligencebank.com/us/share/B3R/KeX0/21y6/original/steam-logo-white.jpg | https://cdn.intelligencebank.com/us/share/B3R/MGlV/lM3w/original/MX4E-6E.jpg | N/A | N/A | https://vimeo.com/58153234 | https://vimeo.com/58153232 | https://vimeo.com/58216730 | https://vimeo.com/66350508 | http://prodrep.mrsteam.com/DocumentResources/d1f0ef4a-aa86-4f9f-b8e4-ceba8ace31f3.pdf | http://prodrep.mrsteam.com/DocumentResources/0468ef5a-0b97-439b-8fad-c2c296d89e6f.pdf | http://prodrep.mrsteam.com/DocumentResources/278f8bd4-e4dd-4dc6-bbf8-9b48e09be4aa.pdf | N/A | N/A | UNITED STATES | http://prodrep.mrsteam.com/DocumentResources/7fbb39fd-1c69-485a-8ade-2da95fdf4576.pdf | 72 HOURS | http://prodrep.mrsteam.com/DocumentResources/68f8ac0d-243e-4be3-ac85-561a12bb2993.pdf | Coming Soon | http://prodrep.mrsteam.com/DocumentResources/fb82c221-da8d-4d90-ae1e-66670ba7542f.pdf | NO | Stainless Steel | UL Listed; cUL Listed | NO | 5 | YES | NO | YES | NO | NO | 60 MIN | 120 °F | Wall-Mount or Floor-Mount | NO | 1; EA | NO | NO | NO | NO | PESTICIDE/AEROSOL: NO | CHEMICAL/SOLVENT: NO | Lead: No Mercury: No Silver: Yes, below Cadmium: No Chromium: No Barium: No Arsenic: No Selenium: No | PARCEL | 70 | 60A | 2 GALLONS | RIGHT | 1/2 NPT | 1/2 NPT & 3/8 NPT | 0 PSI | NPT | N/A | ELECTRIC | 676 - 875 CU. FT. | N/A | 2.7 GAL PER 20 MIN CYCLE | NO | N/A | N/A | N/A | N/A | N/A | N/A | N/A | N/A | N/A | N/A | N/A | N/A | N/A | N/A | N/A | N/A | N/A | N/A | N/A | N/A | N/A | N/A | N/A | NO | YES | NO | 2017-06-24 | Mr. Steam Price Book 2017 | N/A
MX5EC1 | GENERATOR | eSeries Generator | PENDING | eSeries Max 24kW Steam Bath Generator at 240V | 767931916410 | 00767931916410 | N/A | eSeries Max 24kW Steam Bath Generator at 240V | 5600 | 3920 | 2019-04-01 | Yes | 58 | 27.6 | 20.75 | 7.9 | 27.6 x 20.75 x 7.9 | 65 | 33.38 | 12 | 25.19 | 33.38 x 12 x 25.19 | MAX Generators are built for large residential enclosures. These units are crafted from stainless steel and assembled with meticulous attention to detail. Every component is designed and engineered in-house to the most exacting standards. | Free from defects in materials and craftsmanship for its lifetime. MrSteam will repair or replace (at its option) a Generator which fails to conform to this warranty | Installs in areas such as a cabinet, closet, under a sealed bench or in an insulated attic | Exclusive micro processor operating system is the brains of our intelligent steam generator | Easily install spa therapy accessories or components such as AromaTherapy, ChromaTherapy, Steamlinx, and more | LED indicators to help you troubleshoot any connection and maintenance challenges | Naturally corrosion resistant, 100 percent recyclable stainless steel inside and out | Designed to save water and energy. Uses less than two gallons of water vs 40 gallons for an ordinary bath | 60 minute automatic cutoff, low voltage board, designed for easy access safe service | US and Canadian UL listed, and CE and NOM certified for unsurpassed quality and safety | Reliable, industrial grade, and the industries largest copper heating element heats fast and is easy to remove and service | 24 | 24000 | 240 | 100 | YES | 1 | N/A | 104198; 103867; MS81500E | N/A | N/A | https://cdn.intelligencebank.com/us/share/B3R/KeX0/21y6/original/steam-logo-white.jpg | https://cdn.intelligencebank.com/us/share/B3R/MGlV/lM3w/original/MX4E-6E.jpg | N/A | N/A | https://vimeo.com/58153234 | https://vimeo.com/58153232 | https://vimeo.com/58216730 | https://vimeo.com/66350508 | http://prodrep.mrsteam.com/DocumentResources/d1f0ef4a-aa86-4f9f-b8e4-ceba8ace31f3.pdf | http://prodrep.mrsteam.com/DocumentResources/0468ef5a-0b97-439b-8fad-c2c296d89e6f.pdf | http://prodrep.mrsteam.com/DocumentResources/278f8bd4-e4dd-4dc6-bbf8-9b48e09be4aa.pdf | N/A | N/A | UNITED STATES | http://prodrep.mrsteam.com/DocumentResources/7fbb39fd-1c69-485a-8ade-2da95fdf4576.pdf | 72 HOURS | http://prodrep.mrsteam.com/DocumentResources/68f8ac0d-243e-4be3-ac85-561a12bb2993.pdf | Coming Soon | http://prodrep.mrsteam.com/DocumentResources/fb82c221-da8d-4d90-ae1e-66670ba7542f.pdf | NO | Stainless Steel | UL Listed; cUL Listed | NO | 15 | YES | NO | YES | NO | NO | 60 MIN | 120 °F | Wall-Mount or Floor-Mount | NO | 1; EA | NO | NO | NO | NO | PESTICIDE/AEROSOL: NO | CHEMICAL/SOLVENT: NO | Lead: No Mercury: No Silver: Yes, below Cadmium: No Chromium: No Barium: No Arsenic: No Selenium: No | PARCEL | 70 | 60A | 2 GALLONS | RIGHT | 1/2 NPT | 1/2 NPT & 3/8 NPT | 0 PSI | NPT | N/A | ELECTRIC | 876 - 1075 CU. FT. | N/A | 3.2 GAL PER 20 MIN CYCLE | NO | N/A | N/A | N/A | N/A | N/A | N/A | N/A | N/A | N/A | N/A | N/A | N/A | N/A | N/A | N/A | N/A | N/A | N/A | N/A | N/A | N/A | N/A | N/A | NO | YES | NO | 2017-06-24 | Mr. Steam Price Book 2017 | N/A
MX5EC1X | GENERATOR | eSeries Generator | PENDING | eSeries Max 24kW Express Steam Bath Generator at 240V With Express Steam | 767931916908 | 00767931916908 | N/A | eSeries Max 24kW Express Steam Bath Generator at 240V With Express Steam | 5900 | 4130 | 2019-04-01 | Yes | 58 | 27.6 | 20.75 | 7.9 | 27.6 x 20.75 x 7.9 | 65 | 33.38 | 12 | 25.19 | 33.38 x 12 x 25.19 | MAX Generators are built for large residential enclosures. These units are crafted from stainless steel and assembled with meticulous attention to detail. Every component is designed and engineered in-house to the most exacting standards. | Free from defects in materials and craftsmanship for its lifetime. MrSteam will repair or replace (at its option) a Generator which fails to conform to this warranty | Installs in areas such as a cabinet, closet, under a sealed bench or in an insulated attic | Exclusive micro processor operating system is the brains of our intelligent steam generator | Easily install spa therapy accessories or components such as AromaTherapy, ChromaTherapy, Steamlinx, and more | LED indicators to help you troubleshoot any connection and maintenance challenges | Naturally corrosion resistant, 100 percent recyclable stainless steel inside and out | Designed to save water and energy. Uses less than two gallons of water vs 40 gallons for an ordinary bath | 60 minute automatic cutoff, low voltage board, designed for easy access safe service | US and Canadian UL listed, and CE and NOM certified for unsurpassed quality and safety | Reliable, industrial grade, and the industries largest copper heating element heats fast and is easy to remove and service | 24 | 24000 | 240 | 100 | YES | 1 | N/A | 104198; 103867; MS81500E | N/A | N/A | https://cdn.intelligencebank.com/us/share/B3R/KeX0/21y6/original/steam-logo-white.jpg | https://cdn.intelligencebank.com/us/share/B3R/MGlV/lM3w/original/MX4E-6E.jpg | N/A | N/A | https://vimeo.com/58153234 | https://vimeo.com/58153232 | https://vimeo.com/58216730 | https://vimeo.com/66350508 | http://prodrep.mrsteam.com/DocumentResources/d1f0ef4a-aa86-4f9f-b8e4-ceba8ace31f3.pdf | http://prodrep.mrsteam.com/DocumentResources/0468ef5a-0b97-439b-8fad-c2c296d89e6f.pdf | http://prodrep.mrsteam.com/DocumentResources/278f8bd4-e4dd-4dc6-bbf8-9b48e09be4aa.pdf | N/A | N/A | UNITED STATES | http://prodrep.mrsteam.com/DocumentResources/7fbb39fd-1c69-485a-8ade-2da95fdf4576.pdf | 72 HOURS | http://prodrep.mrsteam.com/DocumentResources/68f8ac0d-243e-4be3-ac85-561a12bb2993.pdf | Coming Soon | http://prodrep.mrsteam.com/DocumentResources/fb82c221-da8d-4d90-ae1e-66670ba7542f.pdf | NO | Stainless Steel | UL Listed; cUL Listed | NO | 5 | YES | NO | YES | NO | NO | 60 MIN | 120 °F | Wall-Mount or Floor-Mount | NO | 1; EA | NO | NO | NO | NO | PESTICIDE/AEROSOL: NO | CHEMICAL/SOLVENT: NO | Lead: No Mercury: No Silver: Yes, below Cadmium: No Chromium: No Barium: No Arsenic: No Selenium: No | PARCEL | 70 | 60A | 2 GALLONS | RIGHT | 1/2 NPT | 1/2 NPT & 3/8 NPT | 0 PSI | NPT | N/A | ELECTRIC | 876 - 1075 CU. FT. | N/A | 3.2 GAL PER 20 MIN CYCLE | NO | N/A | N/A | N/A | N/A | N/A | N/A | N/A | N/A | N/A | N/A | N/A | N/A | N/A | N/A | N/A | N/A | N/A | N/A | N/A | N/A | N/A | N/A | N/A | NO | YES | NO | 2017-06-24 | Mr. Steam Price Book 2017 | N/A
MX6EC1 | GENERATOR | eSeries Generator | PENDING | eSeries Max 30kW Steam Bath Generator at 240V | 767931916458 | 00767931916458 | N/A | eSeries Max 30kW Steam Bath Generator at 240V | 5900 | 4130 | 2019-04-01 | Yes | 58 | 27.6 | 20.75 | 7.9 | 27.6 x 20.75 x 7.9 | 65 | 33.38 | 12 | 25.19 | 33.38 x 12 x 25.19 | MAX Generators are built for large residential enclosures. These units are crafted from stainless steel and assembled with meticulous attention to detail. Every component is designed and engineered in-house to the most exacting standards. | Free from defects in materials and craftsmanship for its lifetime. MrSteam will repair or replace (at its option) a Generator which fails to conform to this warranty | Installs in areas such as a cabinet, closet, under a sealed bench or in an insulated attic | Exclusive micro processor operating system is the brains of our intelligent steam generator | Easily install spa therapy accessories or components such as AromaTherapy, ChromaTherapy, Steamlinx, and more | LED indicators to help you troubleshoot any connection and maintenance challenges | Naturally corrosion resistant, 100 percent recyclable stainless steel inside and out | Designed to save water and energy. Uses less than two gallons of water vs 40 gallons for an ordinary bath | 60 minute automatic cutoff, low voltage board, designed for easy access safe service | US and Canadian UL listed, and CE and NOM certified for unsurpassed quality and safety | Reliable, industrial grade, and the industries largest copper heating element heats fast and is easy to remove and service | 30 | 30000 | 240 | 125 | YES | 2/0 | N/A | 104198; 103867; MS81500E | N/A | N/A | https://cdn.intelligencebank.com/us/share/B3R/KeX0/21y6/original/steam-logo-white.jpg | https://cdn.intelligencebank.com/us/share/B3R/MGlV/lM3w/original/MX4E-6E.jpg | N/A | N/A | https://vimeo.com/58153234 | https://vimeo.com/58153232 | https://vimeo.com/58216730 | https://vimeo.com/66350508 | http://prodrep.mrsteam.com/DocumentResources/d1f0ef4a-aa86-4f9f-b8e4-ceba8ace31f3.pdf | http://prodrep.mrsteam.com/DocumentResources/0468ef5a-0b97-439b-8fad-c2c296d89e6f.pdf | http://prodrep.mrsteam.com/DocumentResources/278f8bd4-e4dd-4dc6-bbf8-9b48e09be4aa.pdf | N/A | N/A | UNITED STATES | http://prodrep.mrsteam.com/DocumentResources/7fbb39fd-1c69-485a-8ade-2da95fdf4576.pdf | 72 HOURS | http://prodrep.mrsteam.com/DocumentResources/68f8ac0d-243e-4be3-ac85-561a12bb2993.pdf | Coming Soon | http://prodrep.mrsteam.com/DocumentResources/fb82c221-da8d-4d90-ae1e-66670ba7542f.pdf | NO | Stainless Steel | UL Listed; cUL Listed | NO | 15 | YES | NO | YES | NO | NO | 60 MIN | 120 °F | Wall-Mount or Floor-Mount | NO | 1; EA | NO | NO | NO | NO | PESTICIDE/AEROSOL: NO | CHEMICAL/SOLVENT: NO | Lead: No Mercury: No Silver: Yes, below Cadmium: No Chromium: No Barium: No Arsenic: No Selenium: No | PARCEL | 70 | 60A | 2 GALLONS | RIGHT | 1/2 NPT | 1/2 NPT & 3/8 NPT | 0 PSI | NPT | N/A | ELECTRIC | 1076 - 1275 CU. FT. | N/A | 4.0 GAL PER 20 MIN CYCLE | NO | N/A | N/A | N/A | N/A | N/A | N/A | N/A | N/A | N/A | N/A | N/A | N/A | N/A | N/A | N/A | N/A | N/A | N/A | N/A | N/A | N/A | N/A | N/A | NO | YES | NO | 2017-06-24 | Mr. Steam Price Book 2017 | N/A
MX6EC1X | GENERATOR | eSeries Generator | PENDING | eSeries Max 30kW Express Steam Bath Generator at 240V With Express Steam | 767931916946 | 00767931916946 | N/A | eSeries Max 30kW Express Steam Bath Generator at 240V With Express Steam | 6200 | 4340 | 2019-04-01 | Yes | 58 | 27.6 | 20.75 | 7.9 | 27.6 x 20.75 x 7.9 | 65 | 33.38 | 12 | 25.19 | 33.38 x 12 x 25.19 | MAX Generators are built for large residential enclosures. These units are crafted from stainless steel and assembled with meticulous attention to detail. Every component is designed and engineered in-house to the most exacting standards. | Free from defects in materials and craftsmanship for its lifetime. MrSteam will repair or replace (at its option) a Generator which fails to conform to this warranty | Installs in areas such as a cabinet, closet, under a sealed bench or in an insulated attic | Exclusive micro processor operating system is the brains of our intelligent steam generator | Easily install spa therapy accessories or components such as AromaTherapy, ChromaTherapy, Steamlinx, and more | LED indicators to help you troubleshoot any connection and maintenance challenges | Naturally corrosion resistant, 100 percent recyclable stainless steel inside and out | Designed to save water and energy. Uses less than two gallons of water vs 40 gallons for an ordinary bath | 60 minute automatic cutoff, low voltage board, designed for easy access safe service | US and Canadian UL listed, and CE and NOM certified for unsurpassed quality and safety | Reliable, industrial grade, and the industries largest copper heating element heats fast and is easy to remove and service | 30 | 30000 | 240 | 125 | YES | 2/0 | N/A | 104198; 103867; MS81500E | N/A | N/A | https://cdn.intelligencebank.com/us/share/B3R/KeX0/21y6/original/steam-logo-white.jpg | https://cdn.intelligencebank.com/us/share/B3R/MGlV/lM3w/original/MX4E-6E.jpg | N/A | N/A | https://vimeo.com/58153234 | https://vimeo.com/58153232 | https://vimeo.com/58216730 | https://vimeo.com/66350508 | http://prodrep.mrsteam.com/DocumentResources/d1f0ef4a-aa86-4f9f-b8e4-ceba8ace31f3.pdf | http://prodrep.mrsteam.com/DocumentResources/0468ef5a-0b97-439b-8fad-c2c296d89e6f.pdf | http://prodrep.mrsteam.com/DocumentResources/278f8bd4-e4dd-4dc6-bbf8-9b48e09be4aa.pdf | N/A | N/A | UNITED STATES | http://prodrep.mrsteam.com/DocumentResources/7fbb39fd-1c69-485a-8ade-2da95fdf4576.pdf | 72 HOURS | http://prodrep.mrsteam.com/DocumentResources/68f8ac0d-243e-4be3-ac85-561a12bb2993.pdf | Coming Soon | http://prodrep.mrsteam.com/DocumentResources/fb82c221-da8d-4d90-ae1e-66670ba7542f.pdf | NO | Stainless Steel | UL Listed; cUL Listed | NO | 5 | YES | NO | YES | NO | NO | 60 MIN | 120 °F | Wall-Mount or Floor-Mount | NO | 1; EA | NO | NO | NO | NO | PESTICIDE/AEROSOL: NO | CHEMICAL/SOLVENT: NO | Lead: No Mercury: No Silver: Yes, below Cadmium: No Chromium: No Barium: No Arsenic: No Selenium: No | PARCEL | 70 | 60A | 2 GALLONS | RIGHT | 1/2 NPT | 1/2 NPT & 3/8 NPT | 0 PSI | NPT | N/A | ELECTRIC | 1076 - 1275 CU. FT. | N/A | 4.0 GAL PER 20 MIN CYCLE | NO | N/A | N/A | N/A | N/A | N/A | N/A | N/A | N/A | N/A | N/A | N/A | N/A | N/A | N/A | N/A | N/A | N/A | N/A | N/A | N/A | N/A | N/A | N/A | NO | YES | NO | 2017-06-24 | Mr. Steam Price Book 2017 | N/A
I3DREAMXBK | CONTROL PACKAGE | iDream | PENDING | iDream Max Package Black | 767931917264 | 00767931917264 | BLACK | iDream Max Package includes: (1) iSteam®3 Touch Screen Control (2) AromaSteam Glass SteamHeads in black (1) SteamLinx (1) Max AutoFlush® (1) Max Condensation Pan (1) AromaSteam Oil Delivery System with Caddy (1) ChromaSteam3 Mood Lighting System (1) AudioSteam3 System (1) Pair of Square In-shower Music Therapy® Speakers in black (1) Liter Eucalyptus Oil. For generator models MX4E to MX6E | 5600 | 3920 | 2019-04-01 | Yes | 50 | 36 | 36 | 36 | 36 x 36 x 36 | 50 | 36 | 36 | 36 | 36 x 36 x 36 | The iDream MAX Package, with the award-winning iSteam3 Controls give you steam and so much more. It includes all of our Steam Systems; AromaSteam, ChromaSteam3, AudioSteam3. Our MAX Packages make designing your large residential steam shower easy by providing everything you need, at a substantial discount. | Change temperature & time settings with the touch of a finger | Transform your senses with optional Chromatic Lighting & Aromatic Infusers | Control of your listening experience with AUX, Bluetooth, USB or Radio | Create profiles for custom settings for temperature, time and more | Available in six different languages: English, French, Spanish, Italian, German, and Russian | Have peace of mind with temperature timed shut-offs and passcode protection | Automatically pre-heat your SteamShower so it's ready when you are | Water proof touch screen so technologically advanced it can tell the difference between a drop of water and your finger |  |  | N/A | N/A | N/A | N/A | NO |  | All eSeries Max Generators | 104117-60; MSTS | N/A | N/A | https://cdn.intelligencebank.com/us/share/B3R/KeX0/21y6/original/steam-logo-white.jpg | https://cdn.intelligencebank.com/us/share/B3R/XMl9/yK2N/original/I3DREAMXBK.jpg | N/A | N/A | https://vimeo.com/58153234 | https://vimeo.com/58153232 | https://vimeo.com/68320916 | N/A | http://prodrep.mrsteam.com/DocumentResources/d1f0ef4a-aa86-4f9f-b8e4-ceba8ace31f3.pdf | http://prodrep.mrsteam.com/DocumentResources/0468ef5a-0b97-439b-8fad-c2c296d89e6f.pdf | http://prodrep.mrsteam.com/DocumentResources/278f8bd4-e4dd-4dc6-bbf8-9b48e09be4aa.pdf |  | N/A | UNITED STATES | http://prodrep.mrsteam.com/DocumentResources/d6a61c17-60ee-4efc-b1ec-4fa4cb6c55b8.pdf | 72 HOURS | http://prodrep.mrsteam.com/DocumentResources/de6e4d8f-4fe9-49a4-b43a-07562a1d68a7.pdf | http://prodrep.mrsteam.com/DocumentResources/bf61af2a-e447-4f01-8aa1-7c31977a7bf2.pdf | http://prodrep.mrsteam.com/DocumentResources/fb82c221-da8d-4d90-ae1e-66670ba7542f.pdf | YES | Plastic; Metal | N/A | YES | N/A | YES | NO | YES | YES | YES | N/A | N/A | Wall-Mount | NO | 1; EA | NO | NO | NO | NO | PESTICIDE/AEROSOL: NO | CHEMICAL/SOLVENT: NO | Lead: No Mercury: No Silver: No Cadmium: No Chromium: No Barium: No Arsenic: No Selenium: No | PARCEL | 70 | N/A | N/A | N/A | N/A | N/A | N/A | N/A | N/A | HARDWIRED | N/A | N/A | N/A | NO | N/A | N/A | N/A | N/A | N/A | N/A | N/A | N/A | N/A | N/A | N/A | N/A | N/A | N/A | N/A | N/A | N/A | N/A | N/A | N/A | N/A | N/A | N/A | NO | YES | NO | 2017-06-24 | Mr. Steam Price Book 2017 | 4
I3DREAMXWH | CONTROL PACKAGE | iDream | PENDING | iDream Max Package White | 767931917271 | 00767931917271 | WHITE | iDream Max Package includes: (1) iSteam®3 Touch Screen Control (2) AromaSteam Glass SteamHeads in white (1) SteamLinx (1) Max AutoFlush® (1) Max Condensation Pan (1) AromaSteam Oil Delivery System with Caddy (1) ChromaSteam3 Mood Lighting System (1) AudioSteam3 System (1) Pair of Square In-shower Music Therapy® Speakers in white (1) Liter Eucalyptus Oil. For generator models MX4E to MX6E | 5600 | 3920 | 2019-04-01 | Yes | 50 | 36 | 36 | 36 | 36 x 36 x 36 | 50 | 36 | 36 | 36 | 36 x 36 x 36 | The iDream MAX Package, with the award-winning iSteam3 Controls give you steam and so much more. It includes all of our Steam Systems; AromaSteam, ChromaSteam3, AudioSteam3. Our MAX Packages make designing your large residential steam shower easy by providing everything you need, at a substantial discount. | Change temperature & time settings with the touch of a finger | Transform your senses with optional Chromatic Lighting & Aromatic Infusers | Control of your listening experience with AUX, Bluetooth, USB or Radio | Create profiles for custom settings for temperature, time and more | Available in six different languages: English, French, Spanish, Italian, German, and Russian | Have peace of mind with temperature timed shut-offs and passcode protection | Automatically pre-heat your SteamShower so it's ready when you are | Water proof touch screen so technologically advanced it can tell the difference between a drop of water and your finger |  |  | N/A | N/A | N/A | N/A | NO |  | All eSeries Max Generators | 104117-60; MSTS | N/A | N/A | https://cdn.intelligencebank.com/us/share/B3R/KeX0/21y6/original/steam-logo-white.jpg | https://cdn.intelligencebank.com/us/share/B3R/XMl9/eMNN/original/I3DREAMXWH.jpg | N/A | N/A | https://vimeo.com/58153234 | https://vimeo.com/58153232 | https://vimeo.com/68320916 | N/A | http://prodrep.mrsteam.com/DocumentResources/d1f0ef4a-aa86-4f9f-b8e4-ceba8ace31f3.pdf | http://prodrep.mrsteam.com/DocumentResources/0468ef5a-0b97-439b-8fad-c2c296d89e6f.pdf | http://prodrep.mrsteam.com/DocumentResources/278f8bd4-e4dd-4dc6-bbf8-9b48e09be4aa.pdf |  | N/A | UNITED STATES | http://prodrep.mrsteam.com/DocumentResources/d6a61c17-60ee-4efc-b1ec-4fa4cb6c55b8.pdf | 72 HOURS | http://prodrep.mrsteam.com/DocumentResources/de6e4d8f-4fe9-49a4-b43a-07562a1d68a7.pdf | http://prodrep.mrsteam.com/DocumentResources/bf61af2a-e447-4f01-8aa1-7c31977a7bf2.pdf | http://prodrep.mrsteam.com/DocumentResources/fb82c221-da8d-4d90-ae1e-66670ba7542f.pdf | YES | Plastic; Metal | N/A | YES | N/A | YES | NO | YES | YES | YES | N/A | N/A | Wall-Mount | NO | 1; EA | NO | NO | NO | NO | PESTICIDE/AEROSOL: NO | CHEMICAL/SOLVENT: NO | Lead: No Mercury: No Silver: No Cadmium: No Chromium: No Barium: No Arsenic: No Selenium: No | PARCEL | 70 | N/A | N/A | N/A | N/A | N/A | N/A | N/A | N/A | HARDWIRED | N/A | N/A | N/A | NO | N/A | N/A | N/A | N/A | N/A | N/A | N/A | N/A | N/A | N/A | N/A | N/A | N/A | N/A | N/A | N/A | N/A | N/A | N/A | N/A | N/A | N/A | N/A | NO | YES | NO | 2017-06-24 | Mr. Steam Price Book 2017 | 4
I3DREAMLXBK | CONTROL PACKAGE | iDream Linear | PENDING | iDream Max Linear Package Black | 767931917288 | 00767931917288 | BLACK | iDream Max Package includes: (1) iSteam®3 Touch Screen Control (2) 16" Linear SteamHeads (1) SteamLinx (2) AutoFlush® (2) Condensation Pan (1) AromaSteam Oil Delivery System with Caddy (1) ChromaSteam Mood Lighting System (1) AudioSteam3 System (1) Pair of Square In-shower Music Therapy® Speakers (1) Liter Eucalyptus Oil. For generator models MSSUPER4E to MSSUPER6E | 5800 | 4060 | 2019-04-01 | Yes | 54 | 36 | 36 | 36 | 36 x 36 x 36 | 54 | 36 | 36 | 36 | 36 x 36 x 36 | The iDream Linear MAX Package, with the award-winning Linear SteamHead and award-winning iSteam3 gives you steam and so much more. It includes all of our Steam Systems; AromaSteam, ChromaSteam3, AudioSteam3. Our MAX Packages make designing your large residential steam shower easy by providing everything you need, at a substantial discount. | Change temperature & time settings with the touch of a finger | Transform your senses with optional Chromatic Lighting & Aromatic Infusers | Control of your listening experience with AUX, Bluetooth, USB or Radio | Create profiles for custom settings for temperature, time and more | Available in six different languages: English, French, Spanish, Italian, German, and Russian | Have peace of mind with temperature timed shut-offs and passcode protection | Automatically pre-heat your SteamShower so it's ready when you are | Water proof touch screen so technologically advanced it can tell the difference between a drop of water and your finger |  |  | N/A | N/A | N/A | N/A | NO |  | All eSeries Max Generators | 104117-60; MSTS | N/A | N/A | https://cdn.intelligencebank.com/us/share/B3R/KeX0/21y6/original/steam-logo-white.jpg | https://cdn.intelligencebank.com/us/share/B3R/XMl9/PM6l/original/I3DREAMLXBK.jpg | N/A | N/A | https://vimeo.com/58153234 | https://vimeo.com/58153232 | https://vimeo.com/68320916 | N/A | http://prodrep.mrsteam.com/DocumentResources/d1f0ef4a-aa86-4f9f-b8e4-ceba8ace31f3.pdf | http://prodrep.mrsteam.com/DocumentResources/0468ef5a-0b97-439b-8fad-c2c296d89e6f.pdf | http://prodrep.mrsteam.com/DocumentResources/278f8bd4-e4dd-4dc6-bbf8-9b48e09be4aa.pdf |  | N/A | UNITED STATES | http://prodrep.mrsteam.com/DocumentResources/d6a61c17-60ee-4efc-b1ec-4fa4cb6c55b8.pdf | 72 HOURS | http://prodrep.mrsteam.com/DocumentResources/0ba3a935-5294-4266-8abf-5ba9e19887d8.pdf | http://prodrep.mrsteam.com/DocumentResources/e7a0dfb2-4fbf-4707-bfdb-2bc3c74da5d8.pdf | http://prodrep.mrsteam.com/DocumentResources/fb82c221-da8d-4d90-ae1e-66670ba7542f.pdf | YES | Plastic; Metal | N/A | YES | N/A | YES | NO | YES | YES | YES | N/A | N/A | Wall-Mount | NO | 1; EA | NO | NO | NO | NO | PESTICIDE/AEROSOL: NO | CHEMICAL/SOLVENT: NO | Lead: No Mercury: No Silver: No Cadmium: No Chromium: No Barium: No Arsenic: No Selenium: No | PARCEL | 70 | N/A | N/A | N/A | N/A | N/A | N/A | N/A | N/A | HARDWIRED | N/A | N/A | N/A | NO | N/A | N/A | N/A | N/A | N/A | N/A | N/A | N/A | N/A | N/A | N/A | N/A | N/A | N/A | N/A | N/A | N/A | N/A | N/A | N/A | N/A | N/A | N/A | NO | YES | NO | 2017-06-24 | Mr. Steam Price Book 2017 | 4
I3DREAMLXWH | CONTROL PACKAGE | iDream Linear | PENDING | iDream Max Linear Package White | 767931917295 | 00767931917295 | WHITE | iDream Max Package includes: (1) iSteam®3 Touch Screen Control (2) 16" Linear SteamHeads (1) SteamLinx (2) AutoFlush® (2) Condensation Pan (1) AromaSteam Oil Delivery System with Caddy (1) ChromaSteam Mood Lighting System (1) AudioSteam3 System (1) Pair of Square In-shower Music Therapy® Speakers (1) Liter Eucalyptus Oil. For generator models MSSUPER4E to MSSUPER6E | 5800 | 4060 | 2019-04-01 | Yes | 54 | 36 | 36 | 36 | 36 x 36 x 36 | 54 | 36 | 36 | 36 | 36 x 36 x 36 | The iDream Linear MAX Package, with the award-winning Linear SteamHead and award-winning iSteam3 gives you steam and so much more. It includes all of our Steam Systems; AromaSteam, ChromaSteam3, AudioSteam3. Our MAX Packages make designing your large residential steam shower easy by providing everything you need, at a substantial discount. | Change temperature & time settings with the touch of a finger | Transform your senses with optional Chromatic Lighting & Aromatic Infusers | Control of your listening experience with AUX, Bluetooth, USB or Radio | Create profiles for custom settings for temperature, time and more | Available in six different languages: English, French, Spanish, Italian, German, and Russian | Have peace of mind with temperature timed shut-offs and passcode protection | Automatically pre-heat your SteamShower so it's ready when you are | Water proof touch screen so technologically advanced it can tell the difference between a drop of water and your finger |  |  | N/A | N/A | N/A | N/A | NO |  | All eSeries Max Generators | 104117-60; MSTS | N/A | N/A | https://cdn.intelligencebank.com/us/share/B3R/KeX0/21y6/original/steam-logo-white.jpg | https://cdn.intelligencebank.com/us/share/B3R/XMl9/LwdG/original/I3DREAMLXWH.jpg | N/A | N/A | https://vimeo.com/58153234 | https://vimeo.com/58153232 | https://vimeo.com/68320916 | N/A | http://prodrep.mrsteam.com/DocumentResources/d1f0ef4a-aa86-4f9f-b8e4-ceba8ace31f3.pdf | http://prodrep.mrsteam.com/DocumentResources/0468ef5a-0b97-439b-8fad-c2c296d89e6f.pdf | http://prodrep.mrsteam.com/DocumentResources/278f8bd4-e4dd-4dc6-bbf8-9b48e09be4aa.pdf |  | N/A | UNITED STATES | http://prodrep.mrsteam.com/DocumentResources/d6a61c17-60ee-4efc-b1ec-4fa4cb6c55b8.pdf | 72 HOURS | http://prodrep.mrsteam.com/DocumentResources/0ba3a935-5294-4266-8abf-5ba9e19887d8.pdf | http://prodrep.mrsteam.com/DocumentResources/e7a0dfb2-4fbf-4707-bfdb-2bc3c74da5d8.pdf | http://prodrep.mrsteam.com/DocumentResources/fb82c221-da8d-4d90-ae1e-66670ba7542f.pdf | YES | Plastic; Metal | N/A | YES | N/A | YES | NO | YES | YES | YES | N/A | N/A | Wall-Mount | NO | 1; EA | NO | NO | NO | NO | PESTICIDE/AEROSOL: NO | CHEMICAL/SOLVENT: NO | Lead: No Mercury: No Silver: No Cadmium: No Chromium: No Barium: No Arsenic: No Selenium: No | PARCEL | 70 | N/A | N/A | N/A | N/A | N/A | N/A | N/A | N/A | HARDWIRED | N/A | N/A | N/A | NO | N/A | N/A | N/A | N/A | N/A | N/A | N/A | N/A | N/A | N/A | N/A | N/A | N/A | N/A | N/A | N/A | N/A | N/A | N/A | N/A | N/A | N/A | N/A | NO | YES | NO | 2017-06-24 | Mr. Steam Price Book 2017 | 4
I3BUTLERXBK | CONTROL PACKAGE | iButler | PENDING | iButler Max Package in Black | 767931917301 | 00767931917301 | BLACK | iButler Max Package includes: (1) iSteam® 3 Touch Screen Control in black (2) AromaSteam Glass SteamHeads in black (1) Max AutoFlush (1) Max Condensation Pan (1) SteamLinx. For generator models MX4E to MX6E | 2650 | 1855 | 2019-04-01 | Yes | 25 | 36 | 12 | 12 | 36 x 12 x 12 | 25 | 36 | 12 | 12 | 36 x 12 x 12 | What sets this package apart is that it features the most advanced steam shower control available, the iSteam3. Sleek and slimline, the iSteam3 gives you total control over every detail of your steaming experience. Our MAX Packages make designing your large residential steam shower easy by providing everything you need, at a substantial discount. | Change temperature & time settings with the touch of a finger | Transform your senses with optional Chromatic Lighting & Aromatic Infusers | Control of your listening experience with AUX, Bluetooth, USB or Radio | Create profiles for custom settings for temperature, time and more | Available in six different languages: English, French, Spanish, Italian, German, and Russian | Have peace of mind with temperature timed shut-offs and passcode protection | Automatically pre-heat your SteamShower so it's ready when you are | Water proof touch screen so technologically advanced it can tell the difference between a drop of water and your finger |  |  | N/A | N/A | N/A | N/A | NO |  | All eSeries Max Generators | 104117-60; MSTS | N/A | N/A | https://cdn.intelligencebank.com/us/share/B3R/KeX0/21y6/original/steam-logo-white.jpg | https://cdn.intelligencebank.com/us/share/B3R/Mwla/XM3D/original/I3BUTLERXBK.jpg | N/A | N/A | https://vimeo.com/58153234 | https://vimeo.com/58153232 | https://vimeo.com/261124554 | N/A | http://prodrep.mrsteam.com/DocumentResources/d1f0ef4a-aa86-4f9f-b8e4-ceba8ace31f3.pdf | http://prodrep.mrsteam.com/DocumentResources/0468ef5a-0b97-439b-8fad-c2c296d89e6f.pdf | http://prodrep.mrsteam.com/DocumentResources/278f8bd4-e4dd-4dc6-bbf8-9b48e09be4aa.pdf |  | N/A | UNITED STATES | http://prodrep.mrsteam.com/DocumentResources/d6a61c17-60ee-4efc-b1ec-4fa4cb6c55b8.pdf | 72 HOURS | http://prodrep.mrsteam.com/DocumentResources/0ba3a935-5294-4266-8abf-5ba9e19887d8.pdf | http://prodrep.mrsteam.com/DocumentResources/b8ab9d9e-6600-47f2-ab43-6b5b94a7feec.pdf | http://prodrep.mrsteam.com/DocumentResources/fb82c221-da8d-4d90-ae1e-66670ba7542f.pdf | YES | Plastic; Metal | N/A | YES | N/A | YES | NO | YES | YES | YES | N/A | N/A | Wall-Mount | NO | 1; EA | NO | NO | NO | NO | PESTICIDE/AEROSOL: NO | CHEMICAL/SOLVENT: NO | Lead: No Mercury: No Silver: No Cadmium: No Chromium: No Barium: No Arsenic: No Selenium: No | PARCEL | 70 | N/A | N/A | N/A | N/A | N/A | N/A | N/A | N/A | HARDWIRED | N/A | N/A | N/A | NO | N/A | N/A | N/A | N/A | N/A | N/A | N/A | N/A | N/A | N/A | N/A | N/A | N/A | N/A | N/A | N/A | N/A | N/A | N/A | N/A | N/A | N/A | N/A | NO | YES | NO | 2017-06-24 | Mr. Steam Price Book 2017 | 4
I3BUTLERXWH | CONTROL PACKAGE | iButler | PENDING | iButler Max Package in White | 767931917318 | 00767931917318 | WHITE | iButler Max Package includes: (1) iSteam® 3 Touch Screen Control in white (2) AromaSteam Glass SteamHeads in white (1) Max AutoFlush (1) Max Condensation Pan (1) SteamLinx. For generator models MX4E to MX6E | 2850 | 1995 | 2019-04-01 | Yes | 25 | 36 | 12 | 12 | 36 x 12 x 12 | 25 | 36 | 12 | 12 | 36 x 12 x 12 | What sets this package apart is that it features the most advanced steam shower control available, the iSteam3. Sleek and slimline, the iSteam3 gives you total control over every detail of your steaming experience. Our MAX Packages make designing your large residential steam shower easy by providing everything you need, at a substantial discount. | Change temperature & time settings with the touch of a finger | Transform your senses with optional Chromatic Lighting & Aromatic Infusers | Control of your listening experience with AUX, Bluetooth, USB or Radio | Create profiles for custom settings for temperature, time and more | Available in six different languages: English, French, Spanish, Italian, German, and Russian | Have peace of mind with temperature timed shut-offs and passcode protection | Automatically pre-heat your SteamShower so it's ready when you are | Water proof touch screen so technologically advanced it can tell the difference between a drop of water and your finger |  |  | N/A | N/A | N/A | N/A | NO |  | All eSeries Max Generators | 104117-60; MSTS | N/A | N/A | https://cdn.intelligencebank.com/us/share/B3R/KeX0/21y6/original/steam-logo-white.jpg | https://cdn.intelligencebank.com/us/share/B3R/Mwla/Gwpg/original/I3BUTLERXWH.jpg | N/A | N/A | https://vimeo.com/58153234 | https://vimeo.com/58153232 | https://vimeo.com/261124554 | N/A | http://prodrep.mrsteam.com/DocumentResources/d1f0ef4a-aa86-4f9f-b8e4-ceba8ace31f3.pdf | http://prodrep.mrsteam.com/DocumentResources/0468ef5a-0b97-439b-8fad-c2c296d89e6f.pdf | http://prodrep.mrsteam.com/DocumentResources/278f8bd4-e4dd-4dc6-bbf8-9b48e09be4aa.pdf |  | N/A | UNITED STATES | http://prodrep.mrsteam.com/DocumentResources/d6a61c17-60ee-4efc-b1ec-4fa4cb6c55b8.pdf | 72 HOURS | http://prodrep.mrsteam.com/DocumentResources/0ba3a935-5294-4266-8abf-5ba9e19887d8.pdf | http://prodrep.mrsteam.com/DocumentResources/b8ab9d9e-6600-47f2-ab43-6b5b94a7feec.pdf | http://prodrep.mrsteam.com/DocumentResources/fb82c221-da8d-4d90-ae1e-66670ba7542f.pdf | YES | Plastic; Metal | N/A | YES | N/A | YES | NO | YES | YES | YES | N/A | N/A | Wall-Mount | NO | 1; EA | NO | NO | NO | NO | PESTICIDE/AEROSOL: NO | CHEMICAL/SOLVENT: NO | Lead: No Mercury: No Silver: No Cadmium: No Chromium: No Barium: No Arsenic: No Selenium: No | PARCEL | 70 | N/A | N/A | N/A | N/A | N/A | N/A | N/A | N/A | HARDWIRED | N/A | N/A | N/A | NO | N/A | N/A | N/A | N/A | N/A | N/A | N/A | N/A | N/A | N/A | N/A | N/A | N/A | N/A | N/A | N/A | N/A | N/A | N/A | N/A | N/A | N/A | N/A | NO | YES | NO | 2017-06-24 | Mr. Steam Price Book 2017 | 4
I3BUTLERLXBK | CONTROL PACKAGE | iButler Linear | PENDING | iButler Max Linear Package in Black | 767931917325 | 00767931917325 | BLACK | iButler Max Package includes: (1) iSteam® 3 Touch Screen Control in black (2) 16" Linear SteamHeads (1) Max AutoFlush (1) Max Condensation Pan (1) SteamLinx. For generator models MX4E to MX6E | 2850 | 1995 | 2019-04-01 | Yes | 29 | 36 | 12 | 12 | 36 x 12 x 12 | 29 | 36 | 12 | 12 | 36 x 12 x 12 | What sets this package apart is that it features the most advanced steam shower control available, the iSteam3. Sleek and slimline, the iSteam3 gives you total control of your steaming experience. Also included is our whisper-quiet, award-winning Linear SteamHead. Our MAX Packages make designing your large residential steam shower easy by providing everything you need, at a substantial discount. | Change temperature & time settings with the touch of a finger | Transform your senses with optional Chromatic Lighting & Aromatic Infusers | Control of your listening experience with AUX, Bluetooth, USB or Radio | Create profiles for custom settings for temperature, time and more | Available in six different languages: English, French, Spanish, Italian, German, and Russian | Have peace of mind with temperature timed shut-offs and passcode protection | Automatically pre-heat your SteamShower so it's ready when you are | Water proof touch screen so technologically advanced it can tell the difference between a drop of water and your finger |  |  | N/A | N/A | N/A | N/A | NO |  | All eSeries Max Generators | 104117-60; MSTS | N/A | N/A | https://cdn.intelligencebank.com/us/share/B3R/KeX0/21y6/original/steam-logo-white.jpg | https://cdn.intelligencebank.com/us/share/B3R/Mwla/eMkL/original/I3BUTLERLXBK.jpg | N/A | N/A | https://vimeo.com/58153234 | https://vimeo.com/58153232 | https://vimeo.com/261124554 | N/A | http://prodrep.mrsteam.com/DocumentResources/d1f0ef4a-aa86-4f9f-b8e4-ceba8ace31f3.pdf | http://prodrep.mrsteam.com/DocumentResources/0468ef5a-0b97-439b-8fad-c2c296d89e6f.pdf | http://prodrep.mrsteam.com/DocumentResources/278f8bd4-e4dd-4dc6-bbf8-9b48e09be4aa.pdf |  | N/A | UNITED STATES | http://prodrep.mrsteam.com/DocumentResources/d6a61c17-60ee-4efc-b1ec-4fa4cb6c55b8.pdf | 72 HOURS | http://prodrep.mrsteam.com/DocumentResources/0ba3a935-5294-4266-8abf-5ba9e19887d8.pdf | http://prodrep.mrsteam.com/DocumentResources/e7a0dfb2-4fbf-4707-bfdb-2bc3c74da5d8.pdf | http://prodrep.mrsteam.com/DocumentResources/fb82c221-da8d-4d90-ae1e-66670ba7542f.pdf | YES | Plastic; Metal | N/A | YES | N/A | YES | NO | YES | YES | YES | N/A | N/A | Wall-Mount | NO | 1; EA | NO | NO | NO | NO | PESTICIDE/AEROSOL: NO | CHEMICAL/SOLVENT: NO | Lead: No Mercury: No Silver: No Cadmium: No Chromium: No Barium: No Arsenic: No Selenium: No | PARCEL | 70 | N/A | N/A | N/A | N/A | N/A | N/A | N/A | N/A | HARDWIRED | N/A | N/A | N/A | NO | N/A | N/A | N/A | N/A | N/A | N/A | N/A | N/A | N/A | N/A | N/A | N/A | N/A | N/A | N/A | N/A | N/A | N/A | N/A | N/A | N/A | N/A | N/A | NO | YES | NO | 2017-06-24 | Mr. Steam Price Book 2017 | 4
I3BUTLERLXWH | CONTROL PACKAGE | iButler Linear | PENDING | iButler Max Linear Package in White | 767931917332 | 00767931917332 | WHITE | iButler Max Package includes: (1) iSteam® 3 Touch Screen Control in white (2) 16" Linear SteamHeads (1) Max AutoFlush (1) Max Condensation Pan (1) SteamLinx. For generator models MX4E to MX6E | 2650 | 1855 | 2019-04-01 | Yes | 29 | 36 | 12 | 12 | 36 x 12 x 12 | 29 | 36 | 12 | 12 | 36 x 12 x 12 | What sets this package apart is that it features the most advanced steam shower control available, the iSteam3. Sleek and slimline, the iSteam3 gives you total control of your steaming experience. Also included is our whisper-quiet, award-winning Linear SteamHead. Our MAX Packages make designing your large residential steam shower easy by providing everything you need, at a substantial discount. | Change temperature & time settings with the touch of a finger | Transform your senses with optional Chromatic Lighting & Aromatic Infusers | Control of your listening experience with AUX, Bluetooth, USB or Radio | Create profiles for custom settings for temperature, time and more | Available in six different languages: English, French, Spanish, Italian, German, and Russian | Have peace of mind with temperature timed shut-offs and passcode protection | Automatically pre-heat your SteamShower so it's ready when you are | Water proof touch screen so technologically advanced it can tell the difference between a drop of water and your finger |  |  | N/A | N/A | N/A | N/A | NO |  | All eSeries Max Generators | 104117-60; MSTS | N/A | N/A | https://cdn.intelligencebank.com/us/share/B3R/KeX0/21y6/original/steam-logo-white.jpg | https://cdn.intelligencebank.com/us/share/B3R/Mwla/eMVM/original/I3BUTLERLXWH.jpg | N/A | N/A | https://vimeo.com/58153234 | https://vimeo.com/58153232 | https://vimeo.com/261124554 | N/A | http://prodrep.mrsteam.com/DocumentResources/d1f0ef4a-aa86-4f9f-b8e4-ceba8ace31f3.pdf | http://prodrep.mrsteam.com/DocumentResources/0468ef5a-0b97-439b-8fad-c2c296d89e6f.pdf | http://prodrep.mrsteam.com/DocumentResources/278f8bd4-e4dd-4dc6-bbf8-9b48e09be4aa.pdf |  | N/A | UNITED STATES | http://prodrep.mrsteam.com/DocumentResources/d6a61c17-60ee-4efc-b1ec-4fa4cb6c55b8.pdf | 72 HOURS | http://prodrep.mrsteam.com/DocumentResources/0ba3a935-5294-4266-8abf-5ba9e19887d8.pdf | http://prodrep.mrsteam.com/DocumentResources/e7a0dfb2-4fbf-4707-bfdb-2bc3c74da5d8.pdf | http://prodrep.mrsteam.com/DocumentResources/fb82c221-da8d-4d90-ae1e-66670ba7542f.pdf | YES | Plastic; Metal | N/A | YES | N/A | YES | NO | YES | YES | YES | N/A | N/A | Wall-Mount | NO | 1; EA | NO | NO | NO | NO | PESTICIDE/AEROSOL: NO | CHEMICAL/SOLVENT: NO | Lead: No Mercury: No Silver: No Cadmium: No Chromium: No Barium: No Arsenic: No Selenium: No | PARCEL | 70 | N/A | N/A | N/A | N/A | N/A | N/A | N/A | N/A | HARDWIRED | N/A | N/A | N/A | NO | N/A | N/A | N/A | N/A | N/A | N/A | N/A | N/A | N/A | N/A | N/A | N/A | N/A | N/A | N/A | N/A | N/A | N/A | N/A | N/A | N/A | N/A | N/A | NO | YES | NO | 2017-06-24 | Mr. Steam Price Book 2017 | 4
ABUTLERXB-BB | CONTROL PACKAGE | AirButler | PENDING | AirButler Max Package Black Brushed Bronze | 767931917349 | 00767931917349 | BRUSHED BRONZE | AirButler Max Package includes: (1) AirTempo™ Surface mount Control in black (2) Matching AromaSteam Glass SteamHeads (1) SteamLinx (1) Max AutoFlush® (1) Max Condensation Pan. For generator models MX4E to MX6E | 2600 | 1820 | 2019-04-01 | Yes | 22 | 36 | 12 | 12 | 36 x 12 x 12 | 22 | 36 | 12 | 12 | 36 x 12 x 12 | The completely wireless, 100% water proof AirTempo Control is the centerpiece of this package. This sleek and elegant control mounts effortlessly just about anywhere you want it and is ideal for retrofits. Our MAX Packages make designing your large residential steam shower easy by providing everything you need, at a substantial discount. | Not tethered by cables. You can use the control up to 60 feet away from the generator | Transform your senses with optional Chromatic Lighting & Aromatic Infusers | Quickly responds to user's touch inputs and reverts to sleep mode automatically when left idle while maintaining the set temperature | Create profiles for custom settings for temperature, time and more | Mount to nearly any hard surface or flush to the wall using a Flush Mount Kit | No need to run wires, great solution for covering a hole left by an old steam shower control |  |  |  |  | N/A | N/A | N/A | N/A | NO |  | All eSeries Max Generators | 104232RD-BB; 104232SQ-BB; MSTS | N/A | N/A | https://cdn.intelligencebank.com/us/share/B3R/KeX0/21y6/original/steam-logo-white.jpg | https://cdn.intelligencebank.com/us/share/B3R/lM4R/bM03/original/ABUTLERXB-BB.jpg | N/A | N/A | https://vimeo.com/58153234 | https://vimeo.com/58153232 | https://vimeo.com/261136871 | N/A | http://prodrep.mrsteam.com/DocumentResources/d1f0ef4a-aa86-4f9f-b8e4-ceba8ace31f3.pdf | http://prodrep.mrsteam.com/DocumentResources/0468ef5a-0b97-439b-8fad-c2c296d89e6f.pdf | http://prodrep.mrsteam.com/DocumentResources/278f8bd4-e4dd-4dc6-bbf8-9b48e09be4aa.pdf |  | N/A | UNITED STATES | http://prodrep.mrsteam.com/DocumentResources/d6a61c17-60ee-4efc-b1ec-4fa4cb6c55b8.pdf | 72 HOURS | http://prodrep.mrsteam.com/DocumentResources/87dca122-a38e-4002-9255-81ceb75eb37b.pdf | http://prodrep.mrsteam.com/DocumentResources/2b385c38-a39d-4289-93a8-c5cb9d805052.pdf | http://prodrep.mrsteam.com/DocumentResources/fb82c221-da8d-4d90-ae1e-66670ba7542f.pdf | NO | Plastic; Metal | N/A | YES | N/A | YES | NO | YES | YES | YES | N/A | N/A | Wall-Mount | NO | 1; EA | NO | NO | NO | NO | PESTICIDE/AEROSOL: NO | CHEMICAL/SOLVENT: NO | Lead: No Mercury: No Silver: No Cadmium: No Chromium: No Barium: No Arsenic: No Selenium: No | PARCEL | 70 | N/A | N/A | N/A | N/A | N/A | N/A | N/A | N/A | N/A | N/A | N/A | N/A | NO | N/A | N/A | N/A | N/A | N/A | N/A | N/A | N/A | N/A | N/A | N/A | N/A | N/A | N/A | N/A | N/A | N/A | N/A | N/A | N/A | N/A | N/A | N/A | NO | YES | NO | 2017-06-24 | Mr. Steam Price Book 2017 | 2
ABUTLERXB-BN | CONTROL PACKAGE | AirButler | PENDING | AirButler Max Package Black Brushed Nickel | 767931917356 | 00767931917356 | BRUSHED NICKEL | AirButler Max Package includes: (1) AirTempo™ Surface mount Control in black (2) Matching AromaSteam Glass SteamHeads (1) SteamLinx (1) Max AutoFlush® (1) Max Condensation Pan. For generator models MX4E to MX6E | 2600 | 1820 | 2019-04-01 | Yes | 22 | 36 | 12 | 12 | 36 x 12 x 12 | 22 | 36 | 12 | 12 | 36 x 12 x 12 | The completely wireless, 100% water proof AirTempo Control is the centerpiece of this package. This sleek and elegant control mounts effortlessly just about anywhere you want it and is ideal for retrofits. Our MAX Packages make designing your large residential steam shower easy by providing everything you need, at a substantial discount. | Not tethered by cables. You can use the control up to 60 feet away from the generator | Transform your senses with optional Chromatic Lighting & Aromatic Infusers | Quickly responds to user's touch inputs and reverts to sleep mode automatically when left idle while maintaining the set temperature | Create profiles for custom settings for temperature, time and more | Mount to nearly any hard surface or flush to the wall using a Flush Mount Kit | No need to run wires, great solution for covering a hole left by an old steam shower control |  |  |  |  | N/A | N/A | N/A | N/A | NO |  | All eSeries Max Generators | 104232RD-BN; 104232SQ-BN; MSTS | N/A | N/A | https://cdn.intelligencebank.com/us/share/B3R/KeX0/21y6/original/steam-logo-white.jpg | https://cdn.intelligencebank.com/us/share/B3R/lM4R/qpO1/original/ABUTLERXB-BN.jpg.jpg | N/A | N/A | https://vimeo.com/58153234 | https://vimeo.com/58153232 | https://vimeo.com/261136871 | N/A | http://prodrep.mrsteam.com/DocumentResources/d1f0ef4a-aa86-4f9f-b8e4-ceba8ace31f3.pdf | http://prodrep.mrsteam.com/DocumentResources/0468ef5a-0b97-439b-8fad-c2c296d89e6f.pdf | http://prodrep.mrsteam.com/DocumentResources/278f8bd4-e4dd-4dc6-bbf8-9b48e09be4aa.pdf |  | N/A | UNITED STATES | http://prodrep.mrsteam.com/DocumentResources/d6a61c17-60ee-4efc-b1ec-4fa4cb6c55b8.pdf | 72 HOURS | http://prodrep.mrsteam.com/DocumentResources/87dca122-a38e-4002-9255-81ceb75eb37b.pdf | http://prodrep.mrsteam.com/DocumentResources/2b385c38-a39d-4289-93a8-c5cb9d805052.pdf | http://prodrep.mrsteam.com/DocumentResources/fb82c221-da8d-4d90-ae1e-66670ba7542f.pdf | NO | Plastic; Metal | N/A | YES | N/A | YES | NO | YES | YES | YES | N/A | N/A | Wall-Mount | NO | 1; EA | NO | NO | NO | NO | PESTICIDE/AEROSOL: NO | CHEMICAL/SOLVENT: NO | Lead: No Mercury: No Silver: No Cadmium: No Chromium: No Barium: No Arsenic: No Selenium: No | PARCEL | 70 | N/A | N/A | N/A | N/A | N/A | N/A | N/A | N/A | N/A | N/A | N/A | N/A | NO | N/A | N/A | N/A | N/A | N/A | N/A | N/A | N/A | N/A | N/A | N/A | N/A | N/A | N/A | N/A | N/A | N/A | N/A | N/A | N/A | N/A | N/A | N/A | NO | YES | NO | 2017-06-24 | Mr. Steam Price Book 2017 | 2
ABUTLERXB-OR | CONTROL PACKAGE | AirButler | PENDING | AirButler Max Package Black Oil Rubbed Bronze | 767931917363 | 00767931917363 | OIL RUBBED BRONZE | AirButler Max Package includes: (1) AirTempo™ Surface mount Control in black (2) Matching AromaSteam Glass SteamHeads (1) SteamLinx (1) Max AutoFlush® (1) Max Condensation Pan. For generator models MX4E to MX6E | 2600 | 1820 | 2019-04-01 | Yes | 22 | 36 | 12 | 12 | 36 x 12 x 12 | 22 | 36 | 12 | 12 | 36 x 12 x 12 | The completely wireless, 100% water proof AirTempo Control is the centerpiece of this package. This sleek and elegant control mounts effortlessly just about anywhere you want it and is ideal for retrofits. Our MAX Packages make designing your large residential steam shower easy by providing everything you need, at a substantial discount. | Not tethered by cables. You can use the control up to 60 feet away from the generator | Transform your senses with optional Chromatic Lighting & Aromatic Infusers | Quickly responds to user's touch inputs and reverts to sleep mode automatically when left idle while maintaining the set temperature | Create profiles for custom settings for temperature, time and more | Mount to nearly any hard surface or flush to the wall using a Flush Mount Kit | No need to run wires, great solution for covering a hole left by an old steam shower control |  |  |  |  | N/A | N/A | N/A | N/A | NO |  | All eSeries Max Generators | 104232RD-OR; 104232SQ-OR; MSTS | N/A | N/A | https://cdn.intelligencebank.com/us/share/B3R/KeX0/21y6/original/steam-logo-white.jpg | https://cdn.intelligencebank.com/us/share/B3R/lM4R/GwrV/original/ABUTLERXB-ORB.jpg | N/A | N/A | https://vimeo.com/58153234 | https://vimeo.com/58153232 | https://vimeo.com/261136871 | N/A | http://prodrep.mrsteam.com/DocumentResources/d1f0ef4a-aa86-4f9f-b8e4-ceba8ace31f3.pdf | http://prodrep.mrsteam.com/DocumentResources/0468ef5a-0b97-439b-8fad-c2c296d89e6f.pdf | http://prodrep.mrsteam.com/DocumentResources/278f8bd4-e4dd-4dc6-bbf8-9b48e09be4aa.pdf |  | N/A | UNITED STATES | http://prodrep.mrsteam.com/DocumentResources/d6a61c17-60ee-4efc-b1ec-4fa4cb6c55b8.pdf | 72 HOURS | http://prodrep.mrsteam.com/DocumentResources/87dca122-a38e-4002-9255-81ceb75eb37b.pdf | http://prodrep.mrsteam.com/DocumentResources/2b385c38-a39d-4289-93a8-c5cb9d805052.pdf | http://prodrep.mrsteam.com/DocumentResources/fb82c221-da8d-4d90-ae1e-66670ba7542f.pdf | NO | Plastic; Metal | N/A | YES | N/A | YES | NO | YES | YES | YES | N/A | N/A | Wall-Mount | NO | 1; EA | NO | NO | NO | NO | PESTICIDE/AEROSOL: NO | CHEMICAL/SOLVENT: NO | Lead: No Mercury: No Silver: No Cadmium: No Chromium: No Barium: No Arsenic: No Selenium: No | PARCEL | 70 | N/A | N/A | N/A | N/A | N/A | N/A | N/A | N/A | N/A | N/A | N/A | N/A | NO | N/A | N/A | N/A | N/A | N/A | N/A | N/A | N/A | N/A | N/A | N/A | N/A | N/A | N/A | N/A | N/A | N/A | N/A | N/A | N/A | N/A | N/A | N/A | NO | YES | NO | 2017-06-24 | Mr. Steam Price Book 2017 | 2
ABUTLERXB-PB | CONTROL PACKAGE | AirButler | PENDING | AirButler Max Package Black Polished Brass | 767931917370 | 00767931917370 | POLISHED BRASS | AirButler Max Package includes: (1) AirTempo™ Surface mount Control in black (2) Matching AromaSteam Glass SteamHeads (1) SteamLinx (1) Max AutoFlush® (1) Max Condensation Pan. For generator models MX4E to MX6E | 2600 | 1820 | 2019-04-01 | Yes | 22 | 36 | 12 | 12 | 36 x 12 x 12 | 22 | 36 | 12 | 12 | 36 x 12 x 12 | The completely wireless, 100% water proof AirTempo Control is the centerpiece of this package. This sleek and elegant control mounts effortlessly just about anywhere you want it and is ideal for retrofits. Our MAX Packages make designing your large residential steam shower easy by providing everything you need, at a substantial discount. | Not tethered by cables. You can use the control up to 60 feet away from the generator | Transform your senses with optional Chromatic Lighting & Aromatic Infusers | Quickly responds to user's touch inputs and reverts to sleep mode automatically when left idle while maintaining the set temperature | Create profiles for custom settings for temperature, time and more | Mount to nearly any hard surface or flush to the wall using a Flush Mount Kit | No need to run wires, great solution for covering a hole left by an old steam shower control |  |  |  |  | N/A | N/A | N/A | N/A | NO |  | All eSeries Max Generators | 104232RD-PB; 104232SQ-PB; MSTS | N/A | N/A | https://cdn.intelligencebank.com/us/share/B3R/KeX0/21y6/original/steam-logo-white.jpg | https://cdn.intelligencebank.com/us/share/B3R/lM4R/GwpO/original/ABUTLERXB-PB.jpg | N/A | N/A | https://vimeo.com/58153234 | https://vimeo.com/58153232 | https://vimeo.com/261136871 | N/A | http://prodrep.mrsteam.com/DocumentResources/d1f0ef4a-aa86-4f9f-b8e4-ceba8ace31f3.pdf | http://prodrep.mrsteam.com/DocumentResources/0468ef5a-0b97-439b-8fad-c2c296d89e6f.pdf | http://prodrep.mrsteam.com/DocumentResources/278f8bd4-e4dd-4dc6-bbf8-9b48e09be4aa.pdf |  | N/A | UNITED STATES | http://prodrep.mrsteam.com/DocumentResources/d6a61c17-60ee-4efc-b1ec-4fa4cb6c55b8.pdf | 72 HOURS | http://prodrep.mrsteam.com/DocumentResources/87dca122-a38e-4002-9255-81ceb75eb37b.pdf | http://prodrep.mrsteam.com/DocumentResources/2b385c38-a39d-4289-93a8-c5cb9d805052.pdf | http://prodrep.mrsteam.com/DocumentResources/fb82c221-da8d-4d90-ae1e-66670ba7542f.pdf | NO | Plastic; Metal | N/A | YES | N/A | YES | NO | YES | YES | YES | N/A | N/A | Wall-Mount | NO | 1; EA | NO | NO | NO | NO | PESTICIDE/AEROSOL: NO | CHEMICAL/SOLVENT: NO | Lead: No Mercury: No Silver: No Cadmium: No Chromium: No Barium: No Arsenic: No Selenium: No | PARCEL | 70 | N/A | N/A | N/A | N/A | N/A | N/A | N/A | N/A | N/A | N/A | N/A | N/A | NO | N/A | N/A | N/A | N/A | N/A | N/A | N/A | N/A | N/A | N/A | N/A | N/A | N/A | N/A | N/A | N/A | N/A | N/A | N/A | N/A | N/A | N/A | N/A | NO | YES | NO | 2017-06-24 | Mr. Steam Price Book 2017 | 2
ABUTLERXB-PC | CONTROL PACKAGE | AirButler | PENDING | AirButler Max Package Black Polished Chrome | 767931917387 | 00767931917387 | POLISHED CHROME | AirButler Max Package includes: (1) AirTempo™ Surface mount Control in black (2) Matching AromaSteam Glass SteamHeads (1) SteamLinx (1) Max AutoFlush® (1) Max Condensation Pan. For generator models MX4E to MX6E | 2500 | 1750 | 2019-04-01 | Yes | 22 | 36 | 12 | 12 | 36 x 12 x 12 | 22 | 36 | 12 | 12 | 36 x 12 x 12 | The completely wireless, 100% water proof AirTempo Control is the centerpiece of this package. This sleek and elegant control mounts effortlessly just about anywhere you want it and is ideal for retrofits. Our MAX Packages make designing your large residential steam shower easy by providing everything you need, at a substantial discount. | Not tethered by cables. You can use the control up to 60 feet away from the generator | Transform your senses with optional Chromatic Lighting & Aromatic Infusers | Quickly responds to user's touch inputs and reverts to sleep mode automatically when left idle while maintaining the set temperature | Create profiles for custom settings for temperature, time and more | Mount to nearly any hard surface or flush to the wall using a Flush Mount Kit | No need to run wires, great solution for covering a hole left by an old steam shower control |  |  |  |  | N/A | N/A | N/A | N/A | NO |  | All eSeries Max Generators | 104232RD-PC; 104232SQ-PC; MSTS | N/A | N/A | https://cdn.intelligencebank.com/us/share/B3R/KeX0/21y6/original/steam-logo-white.jpg | https://cdn.intelligencebank.com/us/share/B3R/lM4R/4lJE/original/ABUTLERXB-PC.jpg | N/A | N/A | https://vimeo.com/58153234 | https://vimeo.com/58153232 | https://vimeo.com/261136871 | N/A | http://prodrep.mrsteam.com/DocumentResources/d1f0ef4a-aa86-4f9f-b8e4-ceba8ace31f3.pdf | http://prodrep.mrsteam.com/DocumentResources/0468ef5a-0b97-439b-8fad-c2c296d89e6f.pdf | http://prodrep.mrsteam.com/DocumentResources/278f8bd4-e4dd-4dc6-bbf8-9b48e09be4aa.pdf |  | N/A | UNITED STATES | http://prodrep.mrsteam.com/DocumentResources/d6a61c17-60ee-4efc-b1ec-4fa4cb6c55b8.pdf | 72 HOURS | http://prodrep.mrsteam.com/DocumentResources/87dca122-a38e-4002-9255-81ceb75eb37b.pdf | http://prodrep.mrsteam.com/DocumentResources/2b385c38-a39d-4289-93a8-c5cb9d805052.pdf | http://prodrep.mrsteam.com/DocumentResources/fb82c221-da8d-4d90-ae1e-66670ba7542f.pdf | NO | Plastic; Metal | N/A | YES | N/A | YES | NO | YES | YES | YES | N/A | N/A | Wall-Mount | NO | 1; EA | NO | NO | NO | NO | PESTICIDE/AEROSOL: NO | CHEMICAL/SOLVENT: NO | Lead: No Mercury: No Silver: No Cadmium: No Chromium: No Barium: No Arsenic: No Selenium: No | PARCEL | 70 | N/A | N/A | N/A | N/A | N/A | N/A | N/A | N/A | N/A | N/A | N/A | N/A | NO | N/A | N/A | N/A | N/A | N/A | N/A | N/A | N/A | N/A | N/A | N/A | N/A | N/A | N/A | N/A | N/A | N/A | N/A | N/A | N/A | N/A | N/A | N/A | NO | YES | NO | 2017-06-24 | Mr. Steam Price Book 2017 | 2
ABUTLERXB-PN | CONTROL PACKAGE | AirButler | PENDING | AirButler Max Package Black Polished Nickel | 767931917394 | 00767931917394 | POLISHED NICKEL | AirButler Max Package includes: (1) AirTempo™ Surface mount Control in black (2) Matching AromaSteam Glass SteamHeads (1) SteamLinx (1) Max AutoFlush® (1) Max Condensation Pan. For generator models MX4E to MX6E | 2600 | 1820 | 2019-04-01 | Yes | 22 | 36 | 12 | 12 | 36 x 12 x 12 | 22 | 36 | 12 | 12 | 36 x 12 x 12 | The completely wireless, 100% water proof AirTempo Control is the centerpiece of this package. This sleek and elegant control mounts effortlessly just about anywhere you want it and is ideal for retrofits. Our MAX Packages make designing your large residential steam shower easy by providing everything you need, at a substantial discount. | Not tethered by cables. You can use the control up to 60 feet away from the generator | Transform your senses with optional Chromatic Lighting & Aromatic Infusers | Quickly responds to user's touch inputs and reverts to sleep mode automatically when left idle while maintaining the set temperature | Create profiles for custom settings for temperature, time and more | Mount to nearly any hard surface or flush to the wall using a Flush Mount Kit | No need to run wires, great solution for covering a hole left by an old steam shower control |  |  |  |  | N/A | N/A | N/A | N/A | NO |  | All eSeries Max Generators | 104232RD-PN; 104232SQ-PN; MSTS | N/A | N/A | https://cdn.intelligencebank.com/us/share/B3R/KeX0/21y6/original/steam-logo-white.jpg | https://cdn.intelligencebank.com/us/share/B3R/lM4R/Lwr3/original/ABUTLERXB-PN.jpg | N/A | N/A | https://vimeo.com/58153234 | https://vimeo.com/58153232 | https://vimeo.com/261136871 | N/A | http://prodrep.mrsteam.com/DocumentResources/d1f0ef4a-aa86-4f9f-b8e4-ceba8ace31f3.pdf | http://prodrep.mrsteam.com/DocumentResources/0468ef5a-0b97-439b-8fad-c2c296d89e6f.pdf | http://prodrep.mrsteam.com/DocumentResources/278f8bd4-e4dd-4dc6-bbf8-9b48e09be4aa.pdf |  | N/A | UNITED STATES | http://prodrep.mrsteam.com/DocumentResources/d6a61c17-60ee-4efc-b1ec-4fa4cb6c55b8.pdf | 72 HOURS | http://prodrep.mrsteam.com/DocumentResources/87dca122-a38e-4002-9255-81ceb75eb37b.pdf | http://prodrep.mrsteam.com/DocumentResources/2b385c38-a39d-4289-93a8-c5cb9d805052.pdf | http://prodrep.mrsteam.com/DocumentResources/fb82c221-da8d-4d90-ae1e-66670ba7542f.pdf | NO | Plastic; Metal | N/A | YES | N/A | YES | NO | YES | YES | YES | N/A | N/A | Wall-Mount | NO | 1; EA | NO | NO | NO | NO | PESTICIDE/AEROSOL: NO | CHEMICAL/SOLVENT: NO | Lead: No Mercury: No Silver: No Cadmium: No Chromium: No Barium: No Arsenic: No Selenium: No | PARCEL | 70 | N/A | N/A | N/A | N/A | N/A | N/A | N/A | N/A | N/A | N/A | N/A | N/A | NO | N/A | N/A | N/A | N/A | N/A | N/A | N/A | N/A | N/A | N/A | N/A | N/A | N/A | N/A | N/A | N/A | N/A | N/A | N/A | N/A | N/A | N/A | N/A | NO | YES | NO | 2017-06-24 | Mr. Steam Price Book 2017 | 2
ABUTLERXB-SB | CONTROL PACKAGE | AirButler | PENDING | AirButler Max Package Black Satin Brass | 767931917400 | 00767931917400 | SATIN BRASS | AirButler Max Package includes: (1) AirTempo™ Surface mount Control in black (2) Matching AromaSteam Glass SteamHeads (1) SteamLinx (1) Max AutoFlush® (1) Max Condensation Pan. For generator models MX4E to MX6E | 2600 | 1820 | 2019-04-01 | Yes | 22 | 36 | 12 | 12 | 36 x 12 x 12 | 22 | 36 | 12 | 12 | 36 x 12 x 12 | The completely wireless, 100% water proof AirTempo Control is the centerpiece of this package. This sleek and elegant control mounts effortlessly just about anywhere you want it and is ideal for retrofits. Our MAX Packages make designing your large residential steam shower easy by providing everything you need, at a substantial discount. | Not tethered by cables. You can use the control up to 60 feet away from the generator | Transform your senses with optional Chromatic Lighting & Aromatic Infusers | Quickly responds to user's touch inputs and reverts to sleep mode automatically when left idle while maintaining the set temperature | Create profiles for custom settings for temperature, time and more | Mount to nearly any hard surface or flush to the wall using a Flush Mount Kit | No need to run wires, great solution for covering a hole left by an old steam shower control |  |  |  |  | N/A | N/A | N/A | N/A | NO |  | All eSeries Max Generators | 104232RD-SB; 104232SQ-SB; MSTS | N/A | N/A | https://cdn.intelligencebank.com/us/share/B3R/KeX0/21y6/original/steam-logo-white.jpg | https://cdn.intelligencebank.com/us/share/B3R/lM4R/Bwlj/original/ABUTLERXB-SB.jpg | N/A | N/A | https://vimeo.com/58153234 | https://vimeo.com/58153232 | https://vimeo.com/261136871 | N/A | http://prodrep.mrsteam.com/DocumentResources/d1f0ef4a-aa86-4f9f-b8e4-ceba8ace31f3.pdf | http://prodrep.mrsteam.com/DocumentResources/0468ef5a-0b97-439b-8fad-c2c296d89e6f.pdf | http://prodrep.mrsteam.com/DocumentResources/278f8bd4-e4dd-4dc6-bbf8-9b48e09be4aa.pdf |  | N/A | UNITED STATES | http://prodrep.mrsteam.com/DocumentResources/d6a61c17-60ee-4efc-b1ec-4fa4cb6c55b8.pdf | 72 HOURS | http://prodrep.mrsteam.com/DocumentResources/87dca122-a38e-4002-9255-81ceb75eb37b.pdf | http://prodrep.mrsteam.com/DocumentResources/2b385c38-a39d-4289-93a8-c5cb9d805052.pdf | http://prodrep.mrsteam.com/DocumentResources/fb82c221-da8d-4d90-ae1e-66670ba7542f.pdf | NO | Plastic; Metal | N/A | YES | N/A | YES | NO | YES | YES | YES | N/A | N/A | Wall-Mount | NO | 1; EA | NO | NO | NO | NO | PESTICIDE/AEROSOL: NO | CHEMICAL/SOLVENT: NO | Lead: No Mercury: No Silver: No Cadmium: No Chromium: No Barium: No Arsenic: No Selenium: No | PARCEL | 70 | N/A | N/A | N/A | N/A | N/A | N/A | N/A | N/A | N/A | N/A | N/A | N/A | NO | N/A | N/A | N/A | N/A | N/A | N/A | N/A | N/A | N/A | N/A | N/A | N/A | N/A | N/A | N/A | N/A | N/A | N/A | N/A | N/A | N/A | N/A | N/A | NO | YES | NO | 2017-06-24 | Mr. Steam Price Book 2017 | 2
ABUTLERXW-BB | CONTROL PACKAGE | AirButler | PENDING | AirButler Max Package White Brushed Bronze | 767931917417 | 00767931917417 | BRUSHED BRONZE | AirButler Max Package includes: (1) AirTempo™ Surface mount Control in White (2) Matching AromaSteam Glass SteamHeads (1) SteamLinx (1) Max AutoFlush® (1) Max Condensation Pan. For generator models MX4E to MX6E | 2600 | 1820 | 2019-04-01 | Yes | 22 | 36 | 12 | 12 | 36 x 12 x 12 | 22 | 36 | 12 | 12 | 36 x 12 x 12 | The completely wireless, 100% water proof AirTempo Control is the centerpiece of this package. This sleek and elegant control mounts effortlessly just about anywhere you want it and is ideal for retrofits. Our MAX Packages make designing your large residential steam shower easy by providing everything you need, at a substantial discount. | Not tethered by cables. You can use the control up to 60 feet away from the generator | Transform your senses with optional Chromatic Lighting & Aromatic Infusers | Quickly responds to user's touch inputs and reverts to sleep mode automatically when left idle while maintaining the set temperature | Create profiles for custom settings for temperature, time and more | Mount to nearly any hard surface or flush to the wall using a Flush Mount Kit | No need to run wires, great solution for covering a hole left by an old steam shower control |  |  |  |  | N/A | N/A | N/A | N/A | NO |  | All eSeries Max Generators | 104232RD-BB; 104232SQ-BB; MSTS | N/A | N/A | https://cdn.intelligencebank.com/us/share/B3R/KeX0/21y6/original/steam-logo-white.jpg | https://cdn.intelligencebank.com/us/share/B3R/lM4R/XMq3/original/ABUTLERXW-BB.jpg | N/A | N/A | https://vimeo.com/58153234 | https://vimeo.com/58153232 | https://vimeo.com/261136871 | N/A | http://prodrep.mrsteam.com/DocumentResources/d1f0ef4a-aa86-4f9f-b8e4-ceba8ace31f3.pdf | http://prodrep.mrsteam.com/DocumentResources/0468ef5a-0b97-439b-8fad-c2c296d89e6f.pdf | http://prodrep.mrsteam.com/DocumentResources/278f8bd4-e4dd-4dc6-bbf8-9b48e09be4aa.pdf |  | N/A | UNITED STATES | http://prodrep.mrsteam.com/DocumentResources/d6a61c17-60ee-4efc-b1ec-4fa4cb6c55b8.pdf | 72 HOURS | http://prodrep.mrsteam.com/DocumentResources/87dca122-a38e-4002-9255-81ceb75eb37b.pdf | http://prodrep.mrsteam.com/DocumentResources/2b385c38-a39d-4289-93a8-c5cb9d805052.pdf | http://prodrep.mrsteam.com/DocumentResources/fb82c221-da8d-4d90-ae1e-66670ba7542f.pdf | NO | Plastic; Metal | N/A | YES | N/A | YES | NO | YES | YES | YES | N/A | N/A | Wall-Mount | NO | 1; EA | NO | NO | NO | NO | PESTICIDE/AEROSOL: NO | CHEMICAL/SOLVENT: NO | Lead: No Mercury: No Silver: No Cadmium: No Chromium: No Barium: No Arsenic: No Selenium: No | PARCEL | 70 | N/A | N/A | N/A | N/A | N/A | N/A | N/A | N/A | N/A | N/A | N/A | N/A | NO | N/A | N/A | N/A | N/A | N/A | N/A | N/A | N/A | N/A | N/A | N/A | N/A | N/A | N/A | N/A | N/A | N/A | N/A | N/A | N/A | N/A | N/A | N/A | NO | YES | NO | 2017-06-24 | Mr. Steam Price Book 2017 | 2
ABUTLERXW-BN | CONTROL PACKAGE | AirButler | PENDING | AirButler Max Package White Brushed Nickel | 767931917424 | 00767931917424 | BRUSHED NICKEL | AirButler Max Package includes: (1) AirTempo™ Surface mount Control in White (2) Matching AromaSteam Glass SteamHeads (1) SteamLinx (1) Max AutoFlush® (1) Max Condensation Pan. For generator models MX4E to MX6E | 2600 | 1820 | 2019-04-01 | Yes | 22 | 36 | 12 | 12 | 36 x 12 x 12 | 22 | 36 | 12 | 12 | 36 x 12 x 12 | The completely wireless, 100% water proof AirTempo Control is the centerpiece of this package. This sleek and elegant control mounts effortlessly just about anywhere you want it and is ideal for retrofits. Our MAX Packages make designing your large residential steam shower easy by providing everything you need, at a substantial discount. | Not tethered by cables. You can use the control up to 60 feet away from the generator | Transform your senses with optional Chromatic Lighting & Aromatic Infusers | Quickly responds to user's touch inputs and reverts to sleep mode automatically when left idle while maintaining the set temperature | Create profiles for custom settings for temperature, time and more | Mount to nearly any hard surface or flush to the wall using a Flush Mount Kit | No need to run wires, great solution for covering a hole left by an old steam shower control |  |  |  |  | N/A | N/A | N/A | N/A | NO |  | All eSeries Max Generators | 104232RD-BN; 104232SQ-BN; MSTS | N/A | N/A | https://cdn.intelligencebank.com/us/share/B3R/KeX0/21y6/original/steam-logo-white.jpg | https://cdn.intelligencebank.com/us/share/B3R/lM4R/DwB1/original/ABUTLERXW-BN.jpg | N/A | N/A | https://vimeo.com/58153234 | https://vimeo.com/58153232 | https://vimeo.com/261136871 | N/A | http://prodrep.mrsteam.com/DocumentResources/d1f0ef4a-aa86-4f9f-b8e4-ceba8ace31f3.pdf | http://prodrep.mrsteam.com/DocumentResources/0468ef5a-0b97-439b-8fad-c2c296d89e6f.pdf | http://prodrep.mrsteam.com/DocumentResources/278f8bd4-e4dd-4dc6-bbf8-9b48e09be4aa.pdf |  | N/A | UNITED STATES | http://prodrep.mrsteam.com/DocumentResources/d6a61c17-60ee-4efc-b1ec-4fa4cb6c55b8.pdf | 72 HOURS | http://prodrep.mrsteam.com/DocumentResources/87dca122-a38e-4002-9255-81ceb75eb37b.pdf | http://prodrep.mrsteam.com/DocumentResources/2b385c38-a39d-4289-93a8-c5cb9d805052.pdf | http://prodrep.mrsteam.com/DocumentResources/fb82c221-da8d-4d90-ae1e-66670ba7542f.pdf | NO | Plastic; Metal | N/A | YES | N/A | YES | NO | YES | YES | YES | N/A | N/A | Wall-Mount | NO | 1; EA | NO | NO | NO | NO | PESTICIDE/AEROSOL: NO | CHEMICAL/SOLVENT: NO | Lead: No Mercury: No Silver: No Cadmium: No Chromium: No Barium: No Arsenic: No Selenium: No | PARCEL | 70 | N/A | N/A | N/A | N/A | N/A | N/A | N/A | N/A | N/A | N/A | N/A | N/A | NO | N/A | N/A | N/A | N/A | N/A | N/A | N/A | N/A | N/A | N/A | N/A | N/A | N/A | N/A | N/A | N/A | N/A | N/A | N/A | N/A | N/A | N/A | N/A | NO | YES | NO | 2017-06-24 | Mr. Steam Price Book 2017 | 2
ABUTLERXW-OR | CONTROL PACKAGE | AirButler | PENDING | AirButler Max Package White Oil Rubbed Bronze | 767931917431 | 00767931917431 | OIL RUBBED BRONZE | AirButler Max Package includes: (1) AirTempo™ Surface mount Control in White (2) Matching AromaSteam Glass SteamHeads (1) SteamLinx (1) Max AutoFlush® (1) Max Condensation Pan. For generator models MX4E to MX6E | 2600 | 1820 | 2019-04-01 | Yes | 22 | 36 | 12 | 12 | 36 x 12 x 12 | 22 | 36 | 12 | 12 | 36 x 12 x 12 | The completely wireless, 100% water proof AirTempo Control is the centerpiece of this package. This sleek and elegant control mounts effortlessly just about anywhere you want it and is ideal for retrofits. Our MAX Packages make designing your large residential steam shower easy by providing everything you need, at a substantial discount. | Not tethered by cables. You can use the control up to 60 feet away from the generator | Transform your senses with optional Chromatic Lighting & Aromatic Infusers | Quickly responds to user's touch inputs and reverts to sleep mode automatically when left idle while maintaining the set temperature | Create profiles for custom settings for temperature, time and more | Mount to nearly any hard surface or flush to the wall using a Flush Mount Kit | No need to run wires, great solution for covering a hole left by an old steam shower control |  |  |  |  | N/A | N/A | N/A | N/A | NO |  | All eSeries Max Generators | 104232RD-OR; 104232SQ-OR; MSTS | N/A | N/A | https://cdn.intelligencebank.com/us/share/B3R/KeX0/21y6/original/steam-logo-white.jpg | https://cdn.intelligencebank.com/us/share/B3R/lM4R/8w6R/original/ABUTLERXW-ORB.jpg | N/A | N/A | https://vimeo.com/58153234 | https://vimeo.com/58153232 | https://vimeo.com/261136871 | N/A | http://prodrep.mrsteam.com/DocumentResources/d1f0ef4a-aa86-4f9f-b8e4-ceba8ace31f3.pdf | http://prodrep.mrsteam.com/DocumentResources/0468ef5a-0b97-439b-8fad-c2c296d89e6f.pdf | http://prodrep.mrsteam.com/DocumentResources/278f8bd4-e4dd-4dc6-bbf8-9b48e09be4aa.pdf |  | N/A | UNITED STATES | http://prodrep.mrsteam.com/DocumentResources/d6a61c17-60ee-4efc-b1ec-4fa4cb6c55b8.pdf | 72 HOURS | http://prodrep.mrsteam.com/DocumentResources/87dca122-a38e-4002-9255-81ceb75eb37b.pdf | http://prodrep.mrsteam.com/DocumentResources/2b385c38-a39d-4289-93a8-c5cb9d805052.pdf | http://prodrep.mrsteam.com/DocumentResources/fb82c221-da8d-4d90-ae1e-66670ba7542f.pdf | NO | Plastic; Metal | N/A | YES | N/A | YES | NO | YES | YES | YES | N/A | N/A | Wall-Mount | NO | 1; EA | NO | NO | NO | NO | PESTICIDE/AEROSOL: NO | CHEMICAL/SOLVENT: NO | Lead: No Mercury: No Silver: No Cadmium: No Chromium: No Barium: No Arsenic: No Selenium: No | PARCEL | 70 | N/A | N/A | N/A | N/A | N/A | N/A | N/A | N/A | N/A | N/A | N/A | N/A | NO | N/A | N/A | N/A | N/A | N/A | N/A | N/A | N/A | N/A | N/A | N/A | N/A | N/A | N/A | N/A | N/A | N/A | N/A | N/A | N/A | N/A | N/A | N/A | NO | YES | NO | 2017-06-24 | Mr. Steam Price Book 2017 | 2
ABUTLERXW-PB | CONTROL PACKAGE | AirButler | PENDING | AirButler Max Package White Polished Brass | 767931917448 | 00767931917448 | POLISHED BRASS | AirButler Max Package includes: (1) AirTempo™ Surface mount Control in White (2) Matching AromaSteam Glass SteamHeads (1) SteamLinx (1) Max AutoFlush® (1) Max Condensation Pan. For generator models MX4E to MX6E | 2600 | 1820 | 2019-04-01 | Yes | 22 | 36 | 12 | 12 | 36 x 12 x 12 | 22 | 36 | 12 | 12 | 36 x 12 x 12 | The completely wireless, 100% water proof AirTempo Control is the centerpiece of this package. This sleek and elegant control mounts effortlessly just about anywhere you want it and is ideal for retrofits. Our MAX Packages make designing your large residential steam shower easy by providing everything you need, at a substantial discount. | Not tethered by cables. You can use the control up to 60 feet away from the generator | Transform your senses with optional Chromatic Lighting & Aromatic Infusers | Quickly responds to user's touch inputs and reverts to sleep mode automatically when left idle while maintaining the set temperature | Create profiles for custom settings for temperature, time and more | Mount to nearly any hard surface or flush to the wall using a Flush Mount Kit | No need to run wires, great solution for covering a hole left by an old steam shower control |  |  |  |  | N/A | N/A | N/A | N/A | NO |  | All eSeries Max Generators | 104232RD-PB; 104232SQ-PB; MSTS | N/A | N/A | https://cdn.intelligencebank.com/us/share/B3R/KeX0/21y6/original/steam-logo-white.jpg | https://cdn.intelligencebank.com/us/share/B3R/lM4R/2lnN/original/ABUTLERXW-PB.jpg | N/A | N/A | https://vimeo.com/58153234 | https://vimeo.com/58153232 | https://vimeo.com/261136871 | N/A | http://prodrep.mrsteam.com/DocumentResources/d1f0ef4a-aa86-4f9f-b8e4-ceba8ace31f3.pdf | http://prodrep.mrsteam.com/DocumentResources/0468ef5a-0b97-439b-8fad-c2c296d89e6f.pdf | http://prodrep.mrsteam.com/DocumentResources/278f8bd4-e4dd-4dc6-bbf8-9b48e09be4aa.pdf |  | N/A | UNITED STATES | http://prodrep.mrsteam.com/DocumentResources/d6a61c17-60ee-4efc-b1ec-4fa4cb6c55b8.pdf | 72 HOURS | http://prodrep.mrsteam.com/DocumentResources/87dca122-a38e-4002-9255-81ceb75eb37b.pdf | http://prodrep.mrsteam.com/DocumentResources/2b385c38-a39d-4289-93a8-c5cb9d805052.pdf | http://prodrep.mrsteam.com/DocumentResources/fb82c221-da8d-4d90-ae1e-66670ba7542f.pdf | NO | Plastic; Metal | N/A | YES | N/A | YES | NO | YES | YES | YES | N/A | N/A | Wall-Mount | NO | 1; EA | NO | NO | NO | NO | PESTICIDE/AEROSOL: NO | CHEMICAL/SOLVENT: NO | Lead: No Mercury: No Silver: No Cadmium: No Chromium: No Barium: No Arsenic: No Selenium: No | PARCEL | 70 | N/A | N/A | N/A | N/A | N/A | N/A | N/A | N/A | N/A | N/A | N/A | N/A | NO | N/A | N/A | N/A | N/A | N/A | N/A | N/A | N/A | N/A | N/A | N/A | N/A | N/A | N/A | N/A | N/A | N/A | N/A | N/A | N/A | N/A | N/A | N/A | NO | YES | NO | 2017-06-24 | Mr. Steam Price Book 2017 | 2
ABUTLERXW-PC | CONTROL PACKAGE | AirButler | PENDING | AirButler Max Package White Polished Chrome | 767931917455 | 00767931917455 | POLISHED CHROME | AirButler Max Package includes: (1) AirTempo™ Surface mount Control in White (2) Matching AromaSteam Glass SteamHeads (1) SteamLinx (1) Max AutoFlush® (1) Max Condensation Pan. For generator models MX4E to MX6E | 2500 | 1750 | 2019-04-01 | Yes | 22 | 36 | 12 | 12 | 36 x 12 x 12 | 22 | 36 | 12 | 12 | 36 x 12 x 12 | The completely wireless, 100% water proof AirTempo Control is the centerpiece of this package. This sleek and elegant control mounts effortlessly just about anywhere you want it and is ideal for retrofits. Our MAX Packages make designing your large residential steam shower easy by providing everything you need, at a substantial discount. | Not tethered by cables. You can use the control up to 60 feet away from the generator | Transform your senses with optional Chromatic Lighting & Aromatic Infusers | Quickly responds to user's touch inputs and reverts to sleep mode automatically when left idle while maintaining the set temperature | Create profiles for custom settings for temperature, time and more | Mount to nearly any hard surface or flush to the wall using a Flush Mount Kit | No need to run wires, great solution for covering a hole left by an old steam shower control |  |  |  |  | N/A | N/A | N/A | N/A | NO |  | All eSeries Max Generators | 104232RD-PC; 104232SQ-PC; MSTS | N/A | N/A | https://cdn.intelligencebank.com/us/share/B3R/KeX0/21y6/original/steam-logo-white.jpg | https://cdn.intelligencebank.com/us/share/B3R/lM4R/7weg/original/ABUTLERXW-PC.jpg | N/A | N/A | https://vimeo.com/58153234 | https://vimeo.com/58153232 | https://vimeo.com/261136871 | N/A | http://prodrep.mrsteam.com/DocumentResources/d1f0ef4a-aa86-4f9f-b8e4-ceba8ace31f3.pdf | http://prodrep.mrsteam.com/DocumentResources/0468ef5a-0b97-439b-8fad-c2c296d89e6f.pdf | http://prodrep.mrsteam.com/DocumentResources/278f8bd4-e4dd-4dc6-bbf8-9b48e09be4aa.pdf |  | N/A | UNITED STATES | http://prodrep.mrsteam.com/DocumentResources/d6a61c17-60ee-4efc-b1ec-4fa4cb6c55b8.pdf | 72 HOURS | http://prodrep.mrsteam.com/DocumentResources/87dca122-a38e-4002-9255-81ceb75eb37b.pdf | http://prodrep.mrsteam.com/DocumentResources/2b385c38-a39d-4289-93a8-c5cb9d805052.pdf | http://prodrep.mrsteam.com/DocumentResources/fb82c221-da8d-4d90-ae1e-66670ba7542f.pdf | NO | Plastic; Metal | N/A | YES | N/A | YES | NO | YES | YES | YES | N/A | N/A | Wall-Mount | NO | 1; EA | NO | NO | NO | NO | PESTICIDE/AEROSOL: NO | CHEMICAL/SOLVENT: NO | Lead: No Mercury: No Silver: No Cadmium: No Chromium: No Barium: No Arsenic: No Selenium: No | PARCEL | 70 | N/A | N/A | N/A | N/A | N/A | N/A | N/A | N/A | N/A | N/A | N/A | N/A | NO | N/A | N/A | N/A | N/A | N/A | N/A | N/A | N/A | N/A | N/A | N/A | N/A | N/A | N/A | N/A | N/A | N/A | N/A | N/A | N/A | N/A | N/A | N/A | NO | YES | NO | 2017-06-24 | Mr. Steam Price Book 2017 | 2
ABUTLERXW-PN | CONTROL PACKAGE | AirButler | PENDING | AirButler Max Package White Polished Nickel | 767931917462 | 00767931917462 | POLISHED NICKEL | AirButler Max Package includes: (1) AirTempo™ Surface mount Control in White (2) Matching AromaSteam Glass SteamHeads (1) SteamLinx (1) Max AutoFlush® (1) Max Condensation Pan. For generator models MX4E to MX6E | 2600 | 1820 | 2019-04-01 | Yes | 22 | 36 | 12 | 12 | 36 x 12 x 12 | 22 | 36 | 12 | 12 | 36 x 12 x 12 | The completely wireless, 100% water proof AirTempo Control is the centerpiece of this package. This sleek and elegant control mounts effortlessly just about anywhere you want it and is ideal for retrofits. Our MAX Packages make designing your large residential steam shower easy by providing everything you need, at a substantial discount. | Not tethered by cables. You can use the control up to 60 feet away from the generator | Transform your senses with optional Chromatic Lighting & Aromatic Infusers | Quickly responds to user's touch inputs and reverts to sleep mode automatically when left idle while maintaining the set temperature | Create profiles for custom settings for temperature, time and more | Mount to nearly any hard surface or flush to the wall using a Flush Mount Kit | No need to run wires, great solution for covering a hole left by an old steam shower control |  |  |  |  | N/A | N/A | N/A | N/A | NO |  | All eSeries Max Generators | 104232RD-PN; 104232SQ-PN; MSTS | N/A | N/A | https://cdn.intelligencebank.com/us/share/B3R/KeX0/21y6/original/steam-logo-white.jpg | https://cdn.intelligencebank.com/us/share/B3R/lM4R/GwAO/original/ABUTLERXW-PN.jpg | N/A | N/A | https://vimeo.com/58153234 | https://vimeo.com/58153232 | https://vimeo.com/261136871 | N/A | http://prodrep.mrsteam.com/DocumentResources/d1f0ef4a-aa86-4f9f-b8e4-ceba8ace31f3.pdf | http://prodrep.mrsteam.com/DocumentResources/0468ef5a-0b97-439b-8fad-c2c296d89e6f.pdf | http://prodrep.mrsteam.com/DocumentResources/278f8bd4-e4dd-4dc6-bbf8-9b48e09be4aa.pdf |  | N/A | UNITED STATES | http://prodrep.mrsteam.com/DocumentResources/d6a61c17-60ee-4efc-b1ec-4fa4cb6c55b8.pdf | 72 HOURS | http://prodrep.mrsteam.com/DocumentResources/87dca122-a38e-4002-9255-81ceb75eb37b.pdf | http://prodrep.mrsteam.com/DocumentResources/2b385c38-a39d-4289-93a8-c5cb9d805052.pdf | http://prodrep.mrsteam.com/DocumentResources/fb82c221-da8d-4d90-ae1e-66670ba7542f.pdf | NO | Plastic; Metal | N/A | YES | N/A | YES | NO | YES | YES | YES | N/A | N/A | Wall-Mount | NO | 1; EA | NO | NO | NO | NO | PESTICIDE/AEROSOL: NO | CHEMICAL/SOLVENT: NO | Lead: No Mercury: No Silver: No Cadmium: No Chromium: No Barium: No Arsenic: No Selenium: No | PARCEL | 70 | N/A | N/A | N/A | N/A | N/A | N/A | N/A | N/A | N/A | N/A | N/A | N/A | NO | N/A | N/A | N/A | N/A | N/A | N/A | N/A | N/A | N/A | N/A | N/A | N/A | N/A | N/A | N/A | N/A | N/A | N/A | N/A | N/A | N/A | N/A | N/A | NO | YES | NO | 2017-06-24 | Mr. Steam Price Book 2017 | 2
ABUTLERXW-SB | CONTROL PACKAGE | AirButler | PENDING | AirButler Max Package White Satin Brass | 767931917479 | 00767931917479 | SATIN BRASS | AirButler Max Package includes: (1) AirTempo™ Surface mount Control in White (2) Matching AromaSteam Glass SteamHeads (1) SteamLinx (1) Max AutoFlush® (1) Max Condensation Pan. For generator models MX4E to MX6E | 2600 | 1820 | 2019-04-01 | Yes | 22 | 36 | 12 | 12 | 36 x 12 x 12 | 22 | 36 | 12 | 12 | 36 x 12 x 12 | The completely wireless, 100% water proof AirTempo Control is the centerpiece of this package. This sleek and elegant control mounts effortlessly just about anywhere you want it and is ideal for retrofits. Our MAX Packages make designing your large residential steam shower easy by providing everything you need, at a substantial discount. | Not tethered by cables. You can use the control up to 60 feet away from the generator | Transform your senses with optional Chromatic Lighting & Aromatic Infusers | Quickly responds to user's touch inputs and reverts to sleep mode automatically when left idle while maintaining the set temperature | Create profiles for custom settings for temperature, time and more | Mount to nearly any hard surface or flush to the wall using a Flush Mount Kit | No need to run wires, great solution for covering a hole left by an old steam shower control |  |  |  |  | N/A | N/A | N/A | N/A | NO |  | All eSeries Max Generators | 104232RD-SB; 104232SQ-SB; MSTS | N/A | N/A | https://cdn.intelligencebank.com/us/share/B3R/KeX0/21y6/original/steam-logo-white.jpg | https://cdn.intelligencebank.com/us/share/B3R/lM4R/kKeR/original/ABUTLERXW-SB.jpg | N/A | N/A | https://vimeo.com/58153234 | https://vimeo.com/58153232 | https://vimeo.com/261136871 | N/A | http://prodrep.mrsteam.com/DocumentResources/d1f0ef4a-aa86-4f9f-b8e4-ceba8ace31f3.pdf | http://prodrep.mrsteam.com/DocumentResources/0468ef5a-0b97-439b-8fad-c2c296d89e6f.pdf | http://prodrep.mrsteam.com/DocumentResources/278f8bd4-e4dd-4dc6-bbf8-9b48e09be4aa.pdf |  | N/A | UNITED STATES | http://prodrep.mrsteam.com/DocumentResources/d6a61c17-60ee-4efc-b1ec-4fa4cb6c55b8.pdf | 72 HOURS | http://prodrep.mrsteam.com/DocumentResources/87dca122-a38e-4002-9255-81ceb75eb37b.pdf | http://prodrep.mrsteam.com/DocumentResources/2b385c38-a39d-4289-93a8-c5cb9d805052.pdf | http://prodrep.mrsteam.com/DocumentResources/fb82c221-da8d-4d90-ae1e-66670ba7542f.pdf | NO | Plastic; Metal | N/A | YES | N/A | YES | NO | YES | YES | YES | N/A | N/A | Wall-Mount | NO | 1; EA | NO | NO | NO | NO | PESTICIDE/AEROSOL: NO | CHEMICAL/SOLVENT: NO | Lead: No Mercury: No Silver: No Cadmium: No Chromium: No Barium: No Arsenic: No Selenium: No | PARCEL | 70 | N/A | N/A | N/A | N/A | N/A | N/A | N/A | N/A | N/A | N/A | N/A | N/A | NO | N/A | N/A | N/A | N/A | N/A | N/A | N/A | N/A | N/A | N/A | N/A | N/A | N/A | N/A | N/A | N/A | N/A | N/A | N/A | N/A | N/A | N/A | N/A | NO | YES | NO | 2017-06-24 | Mr. Steam Price Book 2017 | 2
ABUTLERLXBBB | CONTROL PACKAGE | AirButler Linear | PENDING | AirButler Max Linear Package Black Brushed Bronze | 767931917486 | 00767931917486 | BRUSHED BRONZE | AirButler Max Package includes: (1) AirTempo™ Surface mount Control in black (2) 16" Linear SteamHeads (1) SteamLinx (1) Max AutoFlush® (1) Max Condensation Pan. For generator models MX4E to MX6E | 2800 | 1960 | 2019-04-01 | Yes | 26 | 36 | 12 | 12 | 36 x 12 x 12 | 26 | 36 | 12 | 12 | 36 x 12 x 12 | The completely wireless, 100% water proof AirTempo Control is the centerpiece of this package that also includes our whisper-quiet, award-winning Linear SteamHead. This sleek control mounts effortlessly just about anywhere you want it and is ideal for retrofits. Our MAX Packages make designing your large residential steam shower easy by providing everything you need, at a substantial discount. | Not tethered by cables. You can use the control up to 60 feet away from the generator | Transform your senses with optional Chromatic Lighting & Aromatic Infusers | Quickly responds to user's touch inputs and reverts to sleep mode automatically when left idle while maintaining the set temperature | Create profiles for custom settings for temperature, time and more | Mount to nearly any hard surface or flush to the wall using a Flush Mount Kit | No need to run wires, great solution for covering a hole left by an old steam shower control |  |  |  |  | N/A | N/A | N/A | N/A | NO |  | All eSeries Max Generators | 104232RD-BB; 104232SQ-BB; MSTS | N/A | N/A | https://cdn.intelligencebank.com/us/share/B3R/KeX0/21y6/original/steam-logo-white.jpg | https://cdn.intelligencebank.com/us/share/B3R/lM4R/OwP3/original/ABUTLERLXBBB.jpg | N/A | N/A | https://vimeo.com/58153234 | https://vimeo.com/58153232 | https://vimeo.com/261136871 | N/A | http://prodrep.mrsteam.com/DocumentResources/d1f0ef4a-aa86-4f9f-b8e4-ceba8ace31f3.pdf | http://prodrep.mrsteam.com/DocumentResources/0468ef5a-0b97-439b-8fad-c2c296d89e6f.pdf | http://prodrep.mrsteam.com/DocumentResources/278f8bd4-e4dd-4dc6-bbf8-9b48e09be4aa.pdf |  | N/A | UNITED STATES | http://prodrep.mrsteam.com/DocumentResources/d6a61c17-60ee-4efc-b1ec-4fa4cb6c55b8.pdf | 72 HOURS | http://prodrep.mrsteam.com/DocumentResources/87dca122-a38e-4002-9255-81ceb75eb37b.pdf | http://prodrep.mrsteam.com/DocumentResources/b235bd28-75c1-4fbb-b836-7ba19ea4a666.pdf | http://prodrep.mrsteam.com/DocumentResources/fb82c221-da8d-4d90-ae1e-66670ba7542f.pdf | NO | Plastic; Metal | N/A | YES | N/A | YES | NO | YES | YES | YES | N/A | N/A | Wall-Mount | NO | 1; EA | NO | NO | NO | NO | PESTICIDE/AEROSOL: NO | CHEMICAL/SOLVENT: NO | Lead: No Mercury: No Silver: No Cadmium: No Chromium: No Barium: No Arsenic: No Selenium: No | PARCEL | 70 | N/A | N/A | N/A | N/A | N/A | N/A | N/A | N/A | N/A | N/A | N/A | N/A | NO | N/A | N/A | N/A | N/A | N/A | N/A | N/A | N/A | N/A | N/A | N/A | N/A | N/A | N/A | N/A | N/A | N/A | N/A | N/A | N/A | N/A | N/A | N/A | NO | YES | NO | 2017-06-24 | Mr. Steam Price Book 2017 | 2
ABUTLERLXBBN | CONTROL PACKAGE | AirButler Linear | PENDING | AirButler Max Linear Package Black Brushed Nickel | 767931917493 | 00767931917493 | BRUSHED NICKEL | AirButler Max Package includes: (1) AirTempo™ Surface mount Control in black (2) 16" Linear SteamHeads (1) SteamLinx (1) Max AutoFlush® (1) Max Condensation Pan. For generator models MX4E to MX6E | 2800 | 1960 | 2019-04-01 | Yes | 26 | 36 | 12 | 12 | 36 x 12 x 12 | 26 | 36 | 12 | 12 | 36 x 12 x 12 | The completely wireless, 100% water proof AirTempo Control is the centerpiece of this package that also includes our whisper-quiet, award-winning Linear SteamHead. This sleek control mounts effortlessly just about anywhere you want it and is ideal for retrofits. Our MAX Packages make designing your large residential steam shower easy by providing everything you need, at a substantial discount. | Not tethered by cables. You can use the control up to 60 feet away from the generator | Transform your senses with optional Chromatic Lighting & Aromatic Infusers | Quickly responds to user's touch inputs and reverts to sleep mode automatically when left idle while maintaining the set temperature | Create profiles for custom settings for temperature, time and more | Mount to nearly any hard surface or flush to the wall using a Flush Mount Kit | No need to run wires, great solution for covering a hole left by an old steam shower control |  |  |  |  | N/A | N/A | N/A | N/A | NO |  | All eSeries Max Generators | 104232RD-BN; 104232SQ-BN; MSTS | N/A | N/A | https://cdn.intelligencebank.com/us/share/B3R/KeX0/21y6/original/steam-logo-white.jpg | https://cdn.intelligencebank.com/us/share/B3R/lM4R/jMbG/original/ABUTLERLXBBN.jpg | N/A | N/A | https://vimeo.com/58153234 | https://vimeo.com/58153232 | https://vimeo.com/261136871 | N/A | http://prodrep.mrsteam.com/DocumentResources/d1f0ef4a-aa86-4f9f-b8e4-ceba8ace31f3.pdf | http://prodrep.mrsteam.com/DocumentResources/0468ef5a-0b97-439b-8fad-c2c296d89e6f.pdf | http://prodrep.mrsteam.com/DocumentResources/278f8bd4-e4dd-4dc6-bbf8-9b48e09be4aa.pdf |  | N/A | UNITED STATES | http://prodrep.mrsteam.com/DocumentResources/d6a61c17-60ee-4efc-b1ec-4fa4cb6c55b8.pdf | 72 HOURS | http://prodrep.mrsteam.com/DocumentResources/87dca122-a38e-4002-9255-81ceb75eb37b.pdf | http://prodrep.mrsteam.com/DocumentResources/b235bd28-75c1-4fbb-b836-7ba19ea4a666.pdf | http://prodrep.mrsteam.com/DocumentResources/fb82c221-da8d-4d90-ae1e-66670ba7542f.pdf | NO | Plastic; Metal | N/A | YES | N/A | YES | NO | YES | YES | YES | N/A | N/A | Wall-Mount | NO | 1; EA | NO | NO | NO | NO | PESTICIDE/AEROSOL: NO | CHEMICAL/SOLVENT: NO | Lead: No Mercury: No Silver: No Cadmium: No Chromium: No Barium: No Arsenic: No Selenium: No | PARCEL | 70 | N/A | N/A | N/A | N/A | N/A | N/A | N/A | N/A | N/A | N/A | N/A | N/A | NO | N/A | N/A | N/A | N/A | N/A | N/A | N/A | N/A | N/A | N/A | N/A | N/A | N/A | N/A | N/A | N/A | N/A | N/A | N/A | N/A | N/A | N/A | N/A | NO | YES | NO | 2017-06-24 | Mr. Steam Price Book 2017 | 2
ABUTLERLXBOR | CONTROL PACKAGE | AirButler Linear | PENDING | AirButler Max Linear Package Black Oil Rubbed Bronze | 767931917509 | 00767931917509 | OIL RUBBED BRONZE | AirButler Max Package includes: (1) AirTempo™ Surface mount Control in black (2) 16" Linear SteamHeads (1) SteamLinx (1) Max AutoFlush® (1) Max Condensation Pan. For generator models MX4E to MX6E | 2800 | 1960 | 2019-04-01 | Yes | 26 | 36 | 12 | 12 | 36 x 12 x 12 | 26 | 36 | 12 | 12 | 36 x 12 x 12 | The completely wireless, 100% water proof AirTempo Control is the centerpiece of this package that also includes our whisper-quiet, award-winning Linear SteamHead. This sleek control mounts effortlessly just about anywhere you want it and is ideal for retrofits. Our MAX Packages make designing your large residential steam shower easy by providing everything you need, at a substantial discount. | Not tethered by cables. You can use the control up to 60 feet away from the generator | Transform your senses with optional Chromatic Lighting & Aromatic Infusers | Quickly responds to user's touch inputs and reverts to sleep mode automatically when left idle while maintaining the set temperature | Create profiles for custom settings for temperature, time and more | Mount to nearly any hard surface or flush to the wall using a Flush Mount Kit | No need to run wires, great solution for covering a hole left by an old steam shower control |  |  |  |  | N/A | N/A | N/A | N/A | NO |  | All eSeries Max Generators | 104232RD-OR; 104232SQ-OR; MSTS | N/A | N/A | https://cdn.intelligencebank.com/us/share/B3R/KeX0/21y6/original/steam-logo-white.jpg | https://cdn.intelligencebank.com/us/share/B3R/lM4R/nVn0/original/ABUTLERLXBORB.jpg | N/A | N/A | https://vimeo.com/58153234 | https://vimeo.com/58153232 | https://vimeo.com/261136871 | N/A | http://prodrep.mrsteam.com/DocumentResources/d1f0ef4a-aa86-4f9f-b8e4-ceba8ace31f3.pdf | http://prodrep.mrsteam.com/DocumentResources/0468ef5a-0b97-439b-8fad-c2c296d89e6f.pdf | http://prodrep.mrsteam.com/DocumentResources/278f8bd4-e4dd-4dc6-bbf8-9b48e09be4aa.pdf |  | N/A | UNITED STATES | http://prodrep.mrsteam.com/DocumentResources/d6a61c17-60ee-4efc-b1ec-4fa4cb6c55b8.pdf | 72 HOURS | http://prodrep.mrsteam.com/DocumentResources/87dca122-a38e-4002-9255-81ceb75eb37b.pdf | http://prodrep.mrsteam.com/DocumentResources/b235bd28-75c1-4fbb-b836-7ba19ea4a666.pdf | http://prodrep.mrsteam.com/DocumentResources/fb82c221-da8d-4d90-ae1e-66670ba7542f.pdf | NO | Plastic; Metal | N/A | YES | N/A | YES | NO | YES | YES | YES | N/A | N/A | Wall-Mount | NO | 1; EA | NO | NO | NO | NO | PESTICIDE/AEROSOL: NO | CHEMICAL/SOLVENT: NO | Lead: No Mercury: No Silver: No Cadmium: No Chromium: No Barium: No Arsenic: No Selenium: No | PARCEL | 70 | N/A | N/A | N/A | N/A | N/A | N/A | N/A | N/A | N/A | N/A | N/A | N/A | NO | N/A | N/A | N/A | N/A | N/A | N/A | N/A | N/A | N/A | N/A | N/A | N/A | N/A | N/A | N/A | N/A | N/A | N/A | N/A | N/A | N/A | N/A | N/A | NO | YES | NO | 2017-06-24 | Mr. Steam Price Book 2017 | 2
ABUTLERLXBPB | CONTROL PACKAGE | AirButler Linear | PENDING | AirButler Max Linear Package Black Polished Brass | 767931917516 | 00767931917516 | POLISHED BRASS | AirButler Max Package includes: (1) AirTempo™ Surface mount Control in black (2) 16" Linear SteamHeads (1) SteamLinx (1) Max AutoFlush® (1) Max Condensation Pan. For generator models MX4E to MX6E | 2800 | 1960 | 2019-04-01 | Yes | 26 | 36 | 12 | 12 | 36 x 12 x 12 | 26 | 36 | 12 | 12 | 36 x 12 x 12 | The completely wireless, 100% water proof AirTempo Control is the centerpiece of this package that also includes our whisper-quiet, award-winning Linear SteamHead. This sleek control mounts effortlessly just about anywhere you want it and is ideal for retrofits. Our MAX Packages make designing your large residential steam shower easy by providing everything you need, at a substantial discount. | Not tethered by cables. You can use the control up to 60 feet away from the generator | Transform your senses with optional Chromatic Lighting & Aromatic Infusers | Quickly responds to user's touch inputs and reverts to sleep mode automatically when left idle while maintaining the set temperature | Create profiles for custom settings for temperature, time and more | Mount to nearly any hard surface or flush to the wall using a Flush Mount Kit | No need to run wires, great solution for covering a hole left by an old steam shower control |  |  |  |  | N/A | N/A | N/A | N/A | NO |  | All eSeries Max Generators | 104232RD-PB; 104232SQ-PB; MSTS | N/A | N/A | https://cdn.intelligencebank.com/us/share/B3R/KeX0/21y6/original/steam-logo-white.jpg | https://cdn.intelligencebank.com/us/share/B3R/lM4R/dM0l/original/ABUTLERLXBPB.jpg | N/A | N/A | https://vimeo.com/58153234 | https://vimeo.com/58153232 | https://vimeo.com/261136871 | N/A | http://prodrep.mrsteam.com/DocumentResources/d1f0ef4a-aa86-4f9f-b8e4-ceba8ace31f3.pdf | http://prodrep.mrsteam.com/DocumentResources/0468ef5a-0b97-439b-8fad-c2c296d89e6f.pdf | http://prodrep.mrsteam.com/DocumentResources/278f8bd4-e4dd-4dc6-bbf8-9b48e09be4aa.pdf |  | N/A | UNITED STATES | http://prodrep.mrsteam.com/DocumentResources/d6a61c17-60ee-4efc-b1ec-4fa4cb6c55b8.pdf | 72 HOURS | http://prodrep.mrsteam.com/DocumentResources/87dca122-a38e-4002-9255-81ceb75eb37b.pdf | http://prodrep.mrsteam.com/DocumentResources/b235bd28-75c1-4fbb-b836-7ba19ea4a666.pdf | http://prodrep.mrsteam.com/DocumentResources/fb82c221-da8d-4d90-ae1e-66670ba7542f.pdf | NO | Plastic; Metal | N/A | YES | N/A | YES | NO | YES | YES | YES | N/A | N/A | Wall-Mount | NO | 1; EA | NO | NO | NO | NO | PESTICIDE/AEROSOL: NO | CHEMICAL/SOLVENT: NO | Lead: No Mercury: No Silver: No Cadmium: No Chromium: No Barium: No Arsenic: No Selenium: No | PARCEL | 70 | N/A | N/A | N/A | N/A | N/A | N/A | N/A | N/A | N/A | N/A | N/A | N/A | NO | N/A | N/A | N/A | N/A | N/A | N/A | N/A | N/A | N/A | N/A | N/A | N/A | N/A | N/A | N/A | N/A | N/A | N/A | N/A | N/A | N/A | N/A | N/A | NO | YES | NO | 2017-06-24 | Mr. Steam Price Book 2017 | 2
ABUTLERLXBPC | CONTROL PACKAGE | AirButler Linear | PENDING | AirButler Max Linear Package Black Polished Chrome | 767931917523 | 00767931917523 | POLISHED CHROME | AirButler Max Package includes: (1) AirTempo™ Surface mount Control in black (2) 16" Linear SteamHeads (1) SteamLinx (1) Max AutoFlush® (1) Max Condensation Pan. For generator models MX4E to MX6E | 2700 | 1890 | 2019-04-01 | Yes | 26 | 36 | 12 | 12 | 36 x 12 x 12 | 26 | 36 | 12 | 12 | 36 x 12 x 12 | The completely wireless, 100% water proof AirTempo Control is the centerpiece of this package that also includes our whisper-quiet, award-winning Linear SteamHead. This sleek control mounts effortlessly just about anywhere you want it and is ideal for retrofits. Our MAX Packages make designing your large residential steam shower easy by providing everything you need, at a substantial discount. | Not tethered by cables. You can use the control up to 60 feet away from the generator | Transform your senses with optional Chromatic Lighting & Aromatic Infusers | Quickly responds to user's touch inputs and reverts to sleep mode automatically when left idle while maintaining the set temperature | Create profiles for custom settings for temperature, time and more | Mount to nearly any hard surface or flush to the wall using a Flush Mount Kit | No need to run wires, great solution for covering a hole left by an old steam shower control |  |  |  |  | N/A | N/A | N/A | N/A | NO |  | All eSeries Max Generators | 104232RD-PC; 104232SQ-PC; MSTS | N/A | N/A | https://cdn.intelligencebank.com/us/share/B3R/KeX0/21y6/original/steam-logo-white.jpg | https://cdn.intelligencebank.com/us/share/B3R/lM4R/aMJG/original/ABUTLERLXBPC.jpg | N/A | N/A | https://vimeo.com/58153234 | https://vimeo.com/58153232 | https://vimeo.com/261136871 | N/A | http://prodrep.mrsteam.com/DocumentResources/d1f0ef4a-aa86-4f9f-b8e4-ceba8ace31f3.pdf | http://prodrep.mrsteam.com/DocumentResources/0468ef5a-0b97-439b-8fad-c2c296d89e6f.pdf | http://prodrep.mrsteam.com/DocumentResources/278f8bd4-e4dd-4dc6-bbf8-9b48e09be4aa.pdf |  | N/A | UNITED STATES | http://prodrep.mrsteam.com/DocumentResources/d6a61c17-60ee-4efc-b1ec-4fa4cb6c55b8.pdf | 72 HOURS | http://prodrep.mrsteam.com/DocumentResources/87dca122-a38e-4002-9255-81ceb75eb37b.pdf | http://prodrep.mrsteam.com/DocumentResources/b235bd28-75c1-4fbb-b836-7ba19ea4a666.pdf | http://prodrep.mrsteam.com/DocumentResources/fb82c221-da8d-4d90-ae1e-66670ba7542f.pdf | NO | Plastic; Metal | N/A | YES | N/A | YES | NO | YES | YES | YES | N/A | N/A | Wall-Mount | NO | 1; EA | NO | NO | NO | NO | PESTICIDE/AEROSOL: NO | CHEMICAL/SOLVENT: NO | Lead: No Mercury: No Silver: No Cadmium: No Chromium: No Barium: No Arsenic: No Selenium: No | PARCEL | 70 | N/A | N/A | N/A | N/A | N/A | N/A | N/A | N/A | N/A | N/A | N/A | N/A | NO | N/A | N/A | N/A | N/A | N/A | N/A | N/A | N/A | N/A | N/A | N/A | N/A | N/A | N/A | N/A | N/A | N/A | N/A | N/A | N/A | N/A | N/A | N/A | NO | YES | NO | 2017-06-24 | Mr. Steam Price Book 2017 | 2
ABUTLERLXBPN | CONTROL PACKAGE | AirButler Linear | PENDING | AirButler Max Linear Package Black Polished Nickel | 767931917530 | 00767931917530 | POLISHED NICKEL | AirButler Max Package includes: (1) AirTempo™ Surface mount Control in black (2) 16" Linear SteamHeads (1) SteamLinx (1) Max AutoFlush® (1) Max Condensation Pan. For generator models MX4E to MX6E | 2800 | 1960 | 2019-04-01 | Yes | 26 | 36 | 12 | 12 | 36 x 12 x 12 | 26 | 36 | 12 | 12 | 36 x 12 x 12 | The completely wireless, 100% water proof AirTempo Control is the centerpiece of this package that also includes our whisper-quiet, award-winning Linear SteamHead. This sleek control mounts effortlessly just about anywhere you want it and is ideal for retrofits. Our MAX Packages make designing your large residential steam shower easy by providing everything you need, at a substantial discount. | Not tethered by cables. You can use the control up to 60 feet away from the generator | Transform your senses with optional Chromatic Lighting & Aromatic Infusers | Quickly responds to user's touch inputs and reverts to sleep mode automatically when left idle while maintaining the set temperature | Create profiles for custom settings for temperature, time and more | Mount to nearly any hard surface or flush to the wall using a Flush Mount Kit | No need to run wires, great solution for covering a hole left by an old steam shower control |  |  |  |  | N/A | N/A | N/A | N/A | NO |  | All eSeries Max Generators | 104232RD-PN; 104232SQ-PN; MSTS | N/A | N/A | https://cdn.intelligencebank.com/us/share/B3R/KeX0/21y6/original/steam-logo-white.jpg | https://cdn.intelligencebank.com/us/share/B3R/lM4R/4l9G/original/ABUTLERLXBPN.jpg | N/A | N/A | https://vimeo.com/58153234 | https://vimeo.com/58153232 | https://vimeo.com/261136871 | N/A | http://prodrep.mrsteam.com/DocumentResources/d1f0ef4a-aa86-4f9f-b8e4-ceba8ace31f3.pdf | http://prodrep.mrsteam.com/DocumentResources/0468ef5a-0b97-439b-8fad-c2c296d89e6f.pdf | http://prodrep.mrsteam.com/DocumentResources/278f8bd4-e4dd-4dc6-bbf8-9b48e09be4aa.pdf |  | N/A | UNITED STATES | http://prodrep.mrsteam.com/DocumentResources/d6a61c17-60ee-4efc-b1ec-4fa4cb6c55b8.pdf | 72 HOURS | http://prodrep.mrsteam.com/DocumentResources/87dca122-a38e-4002-9255-81ceb75eb37b.pdf | http://prodrep.mrsteam.com/DocumentResources/b235bd28-75c1-4fbb-b836-7ba19ea4a666.pdf | http://prodrep.mrsteam.com/DocumentResources/fb82c221-da8d-4d90-ae1e-66670ba7542f.pdf | NO | Plastic; Metal | N/A | YES | N/A | YES | NO | YES | YES | YES | N/A | N/A | Wall-Mount | NO | 1; EA | NO | NO | NO | NO | PESTICIDE/AEROSOL: NO | CHEMICAL/SOLVENT: NO | Lead: No Mercury: No Silver: No Cadmium: No Chromium: No Barium: No Arsenic: No Selenium: No | PARCEL | 70 | N/A | N/A | N/A | N/A | N/A | N/A | N/A | N/A | N/A | N/A | N/A | N/A | NO | N/A | N/A | N/A | N/A | N/A | N/A | N/A | N/A | N/A | N/A | N/A | N/A | N/A | N/A | N/A | N/A | N/A | N/A | N/A | N/A | N/A | N/A | N/A | NO | YES | NO | 2017-06-24 | Mr. Steam Price Book 2017 | 2
ABUTLERLXBSB | CONTROL PACKAGE | AirButler Linear | PENDING | AirButler Max Linear Package Black Satin Brass | 767931917547 | 00767931917547 | SATIN BRASS | AirButler Max Package includes: (1) AirTempo™ Surface mount Control in black (2) 16" Linear SteamHeads (1) SteamLinx (1) Max AutoFlush® (1) Max Condensation Pan. For generator models MX4E to MX6E | 2800 | 1960 | 2019-04-01 | Yes | 26 | 36 | 12 | 12 | 36 x 12 x 12 | 26 | 36 | 12 | 12 | 36 x 12 x 12 | The completely wireless, 100% water proof AirTempo Control is the centerpiece of this package that also includes our whisper-quiet, award-winning Linear SteamHead. This sleek control mounts effortlessly just about anywhere you want it and is ideal for retrofits. Our MAX Packages make designing your large residential steam shower easy by providing everything you need, at a substantial discount. | Not tethered by cables. You can use the control up to 60 feet away from the generator | Transform your senses with optional Chromatic Lighting & Aromatic Infusers | Quickly responds to user's touch inputs and reverts to sleep mode automatically when left idle while maintaining the set temperature | Create profiles for custom settings for temperature, time and more | Mount to nearly any hard surface or flush to the wall using a Flush Mount Kit | No need to run wires, great solution for covering a hole left by an old steam shower control |  |  |  |  | N/A | N/A | N/A | N/A | NO |  | All eSeries Max Generators | 104232RD-SB; 104232SQ-SB; MSTS | N/A | N/A | https://cdn.intelligencebank.com/us/share/B3R/KeX0/21y6/original/steam-logo-white.jpg | https://cdn.intelligencebank.com/us/share/B3R/lM4R/2lRN/original/ABUTLERLXBSB.jpg | N/A | N/A | https://vimeo.com/58153234 | https://vimeo.com/58153232 | https://vimeo.com/261136871 | N/A | http://prodrep.mrsteam.com/DocumentResources/d1f0ef4a-aa86-4f9f-b8e4-ceba8ace31f3.pdf | http://prodrep.mrsteam.com/DocumentResources/0468ef5a-0b97-439b-8fad-c2c296d89e6f.pdf | http://prodrep.mrsteam.com/DocumentResources/278f8bd4-e4dd-4dc6-bbf8-9b48e09be4aa.pdf |  | N/A | UNITED STATES | http://prodrep.mrsteam.com/DocumentResources/d6a61c17-60ee-4efc-b1ec-4fa4cb6c55b8.pdf | 72 HOURS | http://prodrep.mrsteam.com/DocumentResources/87dca122-a38e-4002-9255-81ceb75eb37b.pdf | http://prodrep.mrsteam.com/DocumentResources/b235bd28-75c1-4fbb-b836-7ba19ea4a666.pdf | http://prodrep.mrsteam.com/DocumentResources/fb82c221-da8d-4d90-ae1e-66670ba7542f.pdf | NO | Plastic; Metal | N/A | YES | N/A | YES | NO | YES | YES | YES | N/A | N/A | Wall-Mount | NO | 1; EA | NO | NO | NO | NO | PESTICIDE/AEROSOL: NO | CHEMICAL/SOLVENT: NO | Lead: No Mercury: No Silver: No Cadmium: No Chromium: No Barium: No Arsenic: No Selenium: No | PARCEL | 70 | N/A | N/A | N/A | N/A | N/A | N/A | N/A | N/A | N/A | N/A | N/A | N/A | NO | N/A | N/A | N/A | N/A | N/A | N/A | N/A | N/A | N/A | N/A | N/A | N/A | N/A | N/A | N/A | N/A | N/A | N/A | N/A | N/A | N/A | N/A | N/A | NO | YES | NO | 2017-06-24 | Mr. Steam Price Book 2017 | 2
ABUTLERLXWBB | CONTROL PACKAGE | AirButler Linear | PENDING | AirButler Max Linear Package White Brushed Bronze | 767931917554 | 00767931917554 | BRUSHED BRONZE | AirButler Max Package includes: (1) AirTempo™ Surface mount Control in White (2) 16" Linear SteamHeads (1) SteamLinx (1) Max AutoFlush® (1) Max Condensation Pan. For generator models MX4E to MX6E | 2800 | 1960 | 2019-04-01 | Yes | 26 | 36 | 12 | 12 | 36 x 12 x 12 | 26 | 36 | 12 | 12 | 36 x 12 x 12 | The completely wireless, 100% water proof AirTempo Control is the centerpiece of this package that also includes our whisper-quiet, award-winning Linear SteamHead. This sleek control mounts effortlessly just about anywhere you want it and is ideal for retrofits. Our MAX Packages make designing your large residential steam shower easy by providing everything you need, at a substantial discount. | Not tethered by cables. You can use the control up to 60 feet away from the generator | Transform your senses with optional Chromatic Lighting & Aromatic Infusers | Quickly responds to user's touch inputs and reverts to sleep mode automatically when left idle while maintaining the set temperature | Create profiles for custom settings for temperature, time and more | Mount to nearly any hard surface or flush to the wall using a Flush Mount Kit | No need to run wires, great solution for covering a hole left by an old steam shower control |  |  |  |  | N/A | N/A | N/A | N/A | NO |  | All eSeries Max Generators | 104232RD-BB; 104232SQ-BB; MSTS | N/A | N/A | https://cdn.intelligencebank.com/us/share/B3R/KeX0/21y6/original/steam-logo-white.jpg | https://cdn.intelligencebank.com/us/share/B3R/lM4R/qpe1/original/ABUTLERLXWBB.jpg | N/A | N/A | https://vimeo.com/58153234 | https://vimeo.com/58153232 | https://vimeo.com/261136871 | N/A | http://prodrep.mrsteam.com/DocumentResources/d1f0ef4a-aa86-4f9f-b8e4-ceba8ace31f3.pdf | http://prodrep.mrsteam.com/DocumentResources/0468ef5a-0b97-439b-8fad-c2c296d89e6f.pdf | http://prodrep.mrsteam.com/DocumentResources/278f8bd4-e4dd-4dc6-bbf8-9b48e09be4aa.pdf |  | N/A | UNITED STATES | http://prodrep.mrsteam.com/DocumentResources/d6a61c17-60ee-4efc-b1ec-4fa4cb6c55b8.pdf | 72 HOURS | http://prodrep.mrsteam.com/DocumentResources/87dca122-a38e-4002-9255-81ceb75eb37b.pdf | http://prodrep.mrsteam.com/DocumentResources/b235bd28-75c1-4fbb-b836-7ba19ea4a666.pdf | http://prodrep.mrsteam.com/DocumentResources/fb82c221-da8d-4d90-ae1e-66670ba7542f.pdf | NO | Plastic; Metal | N/A | YES | N/A | YES | NO | YES | YES | YES | N/A | N/A | Wall-Mount | NO | 1; EA | NO | NO | NO | NO | PESTICIDE/AEROSOL: NO | CHEMICAL/SOLVENT: NO | Lead: No Mercury: No Silver: No Cadmium: No Chromium: No Barium: No Arsenic: No Selenium: No | PARCEL | 70 | N/A | N/A | N/A | N/A | N/A | N/A | N/A | N/A | N/A | N/A | N/A | N/A | NO | N/A | N/A | N/A | N/A | N/A | N/A | N/A | N/A | N/A | N/A | N/A | N/A | N/A | N/A | N/A | N/A | N/A | N/A | N/A | N/A | N/A | N/A | N/A | NO | YES | NO | 2017-06-24 | Mr. Steam Price Book 2017 | 2
ABUTLERLXWBN | CONTROL PACKAGE | AirButler Linear | PENDING | AirButler Max Linear Package White Brushed Nickel | 767931917561 | 00767931917561 | BRUSHED NICKEL | AirButler Max Package includes: (1) AirTempo™ Surface mount Control in White (2) 16" Linear SteamHeads (1) SteamLinx (1) Max AutoFlush® (1) Max Condensation Pan. For generator models MX4E to MX6E | 2800 | 1960 | 2019-04-01 | Yes | 26 | 36 | 12 | 12 | 36 x 12 x 12 | 26 | 36 | 12 | 12 | 36 x 12 x 12 | The completely wireless, 100% water proof AirTempo Control is the centerpiece of this package that also includes our whisper-quiet, award-winning Linear SteamHead. This sleek control mounts effortlessly just about anywhere you want it and is ideal for retrofits. Our MAX Packages make designing your large residential steam shower easy by providing everything you need, at a substantial discount. | Not tethered by cables. You can use the control up to 60 feet away from the generator | Transform your senses with optional Chromatic Lighting & Aromatic Infusers | Quickly responds to user's touch inputs and reverts to sleep mode automatically when left idle while maintaining the set temperature | Create profiles for custom settings for temperature, time and more | Mount to nearly any hard surface or flush to the wall using a Flush Mount Kit | No need to run wires, great solution for covering a hole left by an old steam shower control |  |  |  |  | N/A | N/A | N/A | N/A | NO |  | All eSeries Max Generators | 104232RD-BN; 104232SQ-BN; MSTS | N/A | N/A | https://cdn.intelligencebank.com/us/share/B3R/KeX0/21y6/original/steam-logo-white.jpg | https://cdn.intelligencebank.com/us/share/B3R/lM4R/RMpR/original/ABUTLERLXWBN.jpg | N/A | N/A | https://vimeo.com/58153234 | https://vimeo.com/58153232 | https://vimeo.com/261136871 | N/A | http://prodrep.mrsteam.com/DocumentResources/d1f0ef4a-aa86-4f9f-b8e4-ceba8ace31f3.pdf | http://prodrep.mrsteam.com/DocumentResources/0468ef5a-0b97-439b-8fad-c2c296d89e6f.pdf | http://prodrep.mrsteam.com/DocumentResources/278f8bd4-e4dd-4dc6-bbf8-9b48e09be4aa.pdf |  | N/A | UNITED STATES | http://prodrep.mrsteam.com/DocumentResources/d6a61c17-60ee-4efc-b1ec-4fa4cb6c55b8.pdf | 72 HOURS | http://prodrep.mrsteam.com/DocumentResources/87dca122-a38e-4002-9255-81ceb75eb37b.pdf | http://prodrep.mrsteam.com/DocumentResources/b235bd28-75c1-4fbb-b836-7ba19ea4a666.pdf | http://prodrep.mrsteam.com/DocumentResources/fb82c221-da8d-4d90-ae1e-66670ba7542f.pdf | NO | Plastic; Metal | N/A | YES | N/A | YES | NO | YES | YES | YES | N/A | N/A | Wall-Mount | NO | 1; EA | NO | NO | NO | NO | PESTICIDE/AEROSOL: NO | CHEMICAL/SOLVENT: NO | Lead: No Mercury: No Silver: No Cadmium: No Chromium: No Barium: No Arsenic: No Selenium: No | PARCEL | 70 | N/A | N/A | N/A | N/A | N/A | N/A | N/A | N/A | N/A | N/A | N/A | N/A | NO | N/A | N/A | N/A | N/A | N/A | N/A | N/A | N/A | N/A | N/A | N/A | N/A | N/A | N/A | N/A | N/A | N/A | N/A | N/A | N/A | N/A | N/A | N/A | NO | YES | NO | 2017-06-24 | Mr. Steam Price Book 2017 | 2
ABUTLERLXWOR | CONTROL PACKAGE | AirButler Linear | PENDING | AirButler Max Linear Package White Oil Rubbed Bronze | 767931917578 | 00767931917578 | OIL RUBBED BRONZE | AirButler Max Package includes: (1) AirTempo™ Surface mount Control in White (2) 16" Linear SteamHeads (1) SteamLinx (1) Max AutoFlush® (1) Max Condensation Pan. For generator models MX4E to MX6E | 2800 | 1960 | 2019-04-01 | Yes | 26 | 36 | 12 | 12 | 36 x 12 x 12 | 26 | 36 | 12 | 12 | 36 x 12 x 12 | The completely wireless, 100% water proof AirTempo Control is the centerpiece of this package that also includes our whisper-quiet, award-winning Linear SteamHead. This sleek control mounts effortlessly just about anywhere you want it and is ideal for retrofits. Our MAX Packages make designing your large residential steam shower easy by providing everything you need, at a substantial discount. | Not tethered by cables. You can use the control up to 60 feet away from the generator | Transform your senses with optional Chromatic Lighting & Aromatic Infusers | Quickly responds to user's touch inputs and reverts to sleep mode automatically when left idle while maintaining the set temperature | Create profiles for custom settings for temperature, time and more | Mount to nearly any hard surface or flush to the wall using a Flush Mount Kit | No need to run wires, great solution for covering a hole left by an old steam shower control |  |  |  |  | N/A | N/A | N/A | N/A | NO |  | All eSeries Max Generators | 104232RD-OR; 104232SQ-OR; MSTS | N/A | N/A | https://cdn.intelligencebank.com/us/share/B3R/KeX0/21y6/original/steam-logo-white.jpg | https://cdn.intelligencebank.com/us/share/B3R/lM4R/yKA3/original/ABUTLERLXWORB.jpg | N/A | N/A | https://vimeo.com/58153234 | https://vimeo.com/58153232 | https://vimeo.com/261136871 | N/A | http://prodrep.mrsteam.com/DocumentResources/d1f0ef4a-aa86-4f9f-b8e4-ceba8ace31f3.pdf | http://prodrep.mrsteam.com/DocumentResources/0468ef5a-0b97-439b-8fad-c2c296d89e6f.pdf | http://prodrep.mrsteam.com/DocumentResources/278f8bd4-e4dd-4dc6-bbf8-9b48e09be4aa.pdf |  | N/A | UNITED STATES | http://prodrep.mrsteam.com/DocumentResources/d6a61c17-60ee-4efc-b1ec-4fa4cb6c55b8.pdf | 72 HOURS | http://prodrep.mrsteam.com/DocumentResources/87dca122-a38e-4002-9255-81ceb75eb37b.pdf | http://prodrep.mrsteam.com/DocumentResources/b235bd28-75c1-4fbb-b836-7ba19ea4a666.pdf | http://prodrep.mrsteam.com/DocumentResources/fb82c221-da8d-4d90-ae1e-66670ba7542f.pdf | NO | Plastic; Metal | N/A | YES | N/A | YES | NO | YES | YES | YES | N/A | N/A | Wall-Mount | NO | 1; EA | NO | NO | NO | NO | PESTICIDE/AEROSOL: NO | CHEMICAL/SOLVENT: NO | Lead: No Mercury: No Silver: No Cadmium: No Chromium: No Barium: No Arsenic: No Selenium: No | PARCEL | 70 | N/A | N/A | N/A | N/A | N/A | N/A | N/A | N/A | N/A | N/A | N/A | N/A | NO | N/A | N/A | N/A | N/A | N/A | N/A | N/A | N/A | N/A | N/A | N/A | N/A | N/A | N/A | N/A | N/A | N/A | N/A | N/A | N/A | N/A | N/A | N/A | NO | YES | NO | 2017-06-24 | Mr. Steam Price Book 2017 | 2
ABUTLERLXWPB | CONTROL PACKAGE | AirButler Linear | PENDING | AirButler Max Linear Package White Polished Brass | 767931917585 | 00767931917585 | POLISHED BRASS | AirButler Max Package includes: (1) AirTempo™ Surface mount Control in White (2) 16" Linear SteamHeads (1) SteamLinx (1) Max AutoFlush® (1) Max Condensation Pan. For generator models MX4E to MX6E | 2800 | 1960 | 2019-04-01 | Yes | 26 | 36 | 12 | 12 | 36 x 12 x 12 | 26 | 36 | 12 | 12 | 36 x 12 x 12 | The completely wireless, 100% water proof AirTempo Control is the centerpiece of this package that also includes our whisper-quiet, award-winning Linear SteamHead. This sleek control mounts effortlessly just about anywhere you want it and is ideal for retrofits. Our MAX Packages make designing your large residential steam shower easy by providing everything you need, at a substantial discount. | Not tethered by cables. You can use the control up to 60 feet away from the generator | Transform your senses with optional Chromatic Lighting & Aromatic Infusers | Quickly responds to user's touch inputs and reverts to sleep mode automatically when left idle while maintaining the set temperature | Create profiles for custom settings for temperature, time and more | Mount to nearly any hard surface or flush to the wall using a Flush Mount Kit | No need to run wires, great solution for covering a hole left by an old steam shower control |  |  |  |  | N/A | N/A | N/A | N/A | NO |  | All eSeries Max Generators | 104232RD-PB; 104232SQ-PB; MSTS | N/A | N/A | https://cdn.intelligencebank.com/us/share/B3R/KeX0/21y6/original/steam-logo-white.jpg | https://cdn.intelligencebank.com/us/share/B3R/lM4R/6w3w/original/ABUTLERLXWPB.jpg | N/A | N/A | https://vimeo.com/58153234 | https://vimeo.com/58153232 | https://vimeo.com/261136871 | N/A | http://prodrep.mrsteam.com/DocumentResources/d1f0ef4a-aa86-4f9f-b8e4-ceba8ace31f3.pdf | http://prodrep.mrsteam.com/DocumentResources/0468ef5a-0b97-439b-8fad-c2c296d89e6f.pdf | http://prodrep.mrsteam.com/DocumentResources/278f8bd4-e4dd-4dc6-bbf8-9b48e09be4aa.pdf |  | N/A | UNITED STATES | http://prodrep.mrsteam.com/DocumentResources/d6a61c17-60ee-4efc-b1ec-4fa4cb6c55b8.pdf | 72 HOURS | http://prodrep.mrsteam.com/DocumentResources/87dca122-a38e-4002-9255-81ceb75eb37b.pdf | http://prodrep.mrsteam.com/DocumentResources/b235bd28-75c1-4fbb-b836-7ba19ea4a666.pdf | http://prodrep.mrsteam.com/DocumentResources/fb82c221-da8d-4d90-ae1e-66670ba7542f.pdf | NO | Plastic; Metal | N/A | YES | N/A | YES | NO | YES | YES | YES | N/A | N/A | Wall-Mount | NO | 1; EA | NO | NO | NO | NO | PESTICIDE/AEROSOL: NO | CHEMICAL/SOLVENT: NO | Lead: No Mercury: No Silver: No Cadmium: No Chromium: No Barium: No Arsenic: No Selenium: No | PARCEL | 70 | N/A | N/A | N/A | N/A | N/A | N/A | N/A | N/A | N/A | N/A | N/A | N/A | NO | N/A | N/A | N/A | N/A | N/A | N/A | N/A | N/A | N/A | N/A | N/A | N/A | N/A | N/A | N/A | N/A | N/A | N/A | N/A | N/A | N/A | N/A | N/A | NO | YES | NO | 2017-06-24 | Mr. Steam Price Book 2017 | 2
ABUTLERLXWPC | CONTROL PACKAGE | AirButler Linear | PENDING | AirButler Max Linear Package White Polished Chrome | 767931917592 | 00767931917592 | POLISHED CHROME | AirButler Max Package includes: (1) AirTempo™ Surface mount Control in White (2) 16" Linear SteamHeads (1) SteamLinx (1) Max AutoFlush® (1) Max Condensation Pan. For generator models MX4E to MX6E | 2700 | 1890 | 2019-04-01 | Yes | 26 | 36 | 12 | 12 | 36 x 12 x 12 | 26 | 36 | 12 | 12 | 36 x 12 x 12 | The completely wireless, 100% water proof AirTempo Control is the centerpiece of this package that also includes our whisper-quiet, award-winning Linear SteamHead. This sleek control mounts effortlessly just about anywhere you want it and is ideal for retrofits. Our MAX Packages make designing your large residential steam shower easy by providing everything you need, at a substantial discount. | Not tethered by cables. You can use the control up to 60 feet away from the generator | Transform your senses with optional Chromatic Lighting & Aromatic Infusers | Quickly responds to user's touch inputs and reverts to sleep mode automatically when left idle while maintaining the set temperature | Create profiles for custom settings for temperature, time and more | Mount to nearly any hard surface or flush to the wall using a Flush Mount Kit | No need to run wires, great solution for covering a hole left by an old steam shower control |  |  |  |  | N/A | N/A | N/A | N/A | NO |  | All eSeries Max Generators | 104232RD-PC; 104232SQ-PC; MSTS | N/A | N/A | https://cdn.intelligencebank.com/us/share/B3R/KeX0/21y6/original/steam-logo-white.jpg | https://cdn.intelligencebank.com/us/share/B3R/lM4R/Owlz/original/ABUTLERLXWPC.jpg | N/A | N/A | https://vimeo.com/58153234 | https://vimeo.com/58153232 | https://vimeo.com/261136871 | N/A | http://prodrep.mrsteam.com/DocumentResources/d1f0ef4a-aa86-4f9f-b8e4-ceba8ace31f3.pdf | http://prodrep.mrsteam.com/DocumentResources/0468ef5a-0b97-439b-8fad-c2c296d89e6f.pdf | http://prodrep.mrsteam.com/DocumentResources/278f8bd4-e4dd-4dc6-bbf8-9b48e09be4aa.pdf |  | N/A | UNITED STATES | http://prodrep.mrsteam.com/DocumentResources/d6a61c17-60ee-4efc-b1ec-4fa4cb6c55b8.pdf | 72 HOURS | http://prodrep.mrsteam.com/DocumentResources/87dca122-a38e-4002-9255-81ceb75eb37b.pdf | http://prodrep.mrsteam.com/DocumentResources/b235bd28-75c1-4fbb-b836-7ba19ea4a666.pdf | http://prodrep.mrsteam.com/DocumentResources/fb82c221-da8d-4d90-ae1e-66670ba7542f.pdf | NO | Plastic; Metal | N/A | YES | N/A | YES | NO | YES | YES | YES | N/A | N/A | Wall-Mount | NO | 1; EA | NO | NO | NO | NO | PESTICIDE/AEROSOL: NO | CHEMICAL/SOLVENT: NO | Lead: No Mercury: No Silver: No Cadmium: No Chromium: No Barium: No Arsenic: No Selenium: No | PARCEL | 70 | N/A | N/A | N/A | N/A | N/A | N/A | N/A | N/A | N/A | N/A | N/A | N/A | NO | N/A | N/A | N/A | N/A | N/A | N/A | N/A | N/A | N/A | N/A | N/A | N/A | N/A | N/A | N/A | N/A | N/A | N/A | N/A | N/A | N/A | N/A | N/A | NO | YES | NO | 2017-06-24 | Mr. Steam Price Book 2017 | 2
ABUTLERLXWPN | CONTROL PACKAGE | AirButler Linear | PENDING | AirButler Max Linear Package White Polished Nickel | 767931917608 | 00767931917608 | POLISHED NICKEL | AirButler Max Package includes: (1) AirTempo™ Surface mount Control in White (2) 16" Linear SteamHeads (1) SteamLinx (1) Max AutoFlush® (1) Max Condensation Pan. For generator models MX4E to MX6E | 2800 | 1960 | 2019-04-01 | Yes | 26 | 36 | 12 | 12 | 36 x 12 x 12 | 26 | 36 | 12 | 12 | 36 x 12 x 12 | The completely wireless, 100% water proof AirTempo Control is the centerpiece of this package that also includes our whisper-quiet, award-winning Linear SteamHead. This sleek control mounts effortlessly just about anywhere you want it and is ideal for retrofits. Our MAX Packages make designing your large residential steam shower easy by providing everything you need, at a substantial discount. | Not tethered by cables. You can use the control up to 60 feet away from the generator | Transform your senses with optional Chromatic Lighting & Aromatic Infusers | Quickly responds to user's touch inputs and reverts to sleep mode automatically when left idle while maintaining the set temperature | Create profiles for custom settings for temperature, time and more | Mount to nearly any hard surface or flush to the wall using a Flush Mount Kit | No need to run wires, great solution for covering a hole left by an old steam shower control |  |  |  |  | N/A | N/A | N/A | N/A | NO |  | All eSeries Max Generators | 104232RD-PN; 104232SQ-PN; MSTS | N/A | N/A | https://cdn.intelligencebank.com/us/share/B3R/KeX0/21y6/original/steam-logo-white.jpg | https://cdn.intelligencebank.com/us/share/B3R/lM4R/wKlv/original/ABUTLERLXWPN.jpg | N/A | N/A | https://vimeo.com/58153234 | https://vimeo.com/58153232 | https://vimeo.com/261136871 | N/A | http://prodrep.mrsteam.com/DocumentResources/d1f0ef4a-aa86-4f9f-b8e4-ceba8ace31f3.pdf | http://prodrep.mrsteam.com/DocumentResources/0468ef5a-0b97-439b-8fad-c2c296d89e6f.pdf | http://prodrep.mrsteam.com/DocumentResources/278f8bd4-e4dd-4dc6-bbf8-9b48e09be4aa.pdf |  | N/A | UNITED STATES | http://prodrep.mrsteam.com/DocumentResources/d6a61c17-60ee-4efc-b1ec-4fa4cb6c55b8.pdf | 72 HOURS | http://prodrep.mrsteam.com/DocumentResources/87dca122-a38e-4002-9255-81ceb75eb37b.pdf | http://prodrep.mrsteam.com/DocumentResources/b235bd28-75c1-4fbb-b836-7ba19ea4a666.pdf | http://prodrep.mrsteam.com/DocumentResources/fb82c221-da8d-4d90-ae1e-66670ba7542f.pdf | NO | Plastic; Metal | N/A | YES | N/A | YES | NO | YES | YES | YES | N/A | N/A | Wall-Mount | NO | 1; EA | NO | NO | NO | NO | PESTICIDE/AEROSOL: NO | CHEMICAL/SOLVENT: NO | Lead: No Mercury: No Silver: No Cadmium: No Chromium: No Barium: No Arsenic: No Selenium: No | PARCEL | 70 | N/A | N/A | N/A | N/A | N/A | N/A | N/A | N/A | N/A | N/A | N/A | N/A | NO | N/A | N/A | N/A | N/A | N/A | N/A | N/A | N/A | N/A | N/A | N/A | N/A | N/A | N/A | N/A | N/A | N/A | N/A | N/A | N/A | N/A | N/A | N/A | NO | YES | NO | 2017-06-24 | Mr. Steam Price Book 2017 | 2
ABUTLERLXWSB | CONTROL PACKAGE | AirButler Linear | PENDING | AirButler Max Linear Package White Satin Brass | 767931917615 | 00767931917615 | SATIN BRASS | AirButler Max Package includes: (1) AirTempo™ Surface mount Control in White (2) 16" Linear SteamHeads (1) SteamLinx (1) Max AutoFlush® (1) Max Condensation Pan. For generator models MX4E to MX6E | 2800 | 1960 | 2019-04-01 | Yes | 26 | 36 | 12 | 12 | 36 x 12 x 12 | 26 | 36 | 12 | 12 | 36 x 12 x 12 | The completely wireless, 100% water proof AirTempo Control is the centerpiece of this package that also includes our whisper-quiet, award-winning Linear SteamHead. This sleek control mounts effortlessly just about anywhere you want it and is ideal for retrofits. Our MAX Packages make designing your large residential steam shower easy by providing everything you need, at a substantial discount. | Not tethered by cables. You can use the control up to 60 feet away from the generator | Transform your senses with optional Chromatic Lighting & Aromatic Infusers | Quickly responds to user's touch inputs and reverts to sleep mode automatically when left idle while maintaining the set temperature | Create profiles for custom settings for temperature, time and more | Mount to nearly any hard surface or flush to the wall using a Flush Mount Kit | No need to run wires, great solution for covering a hole left by an old steam shower control |  |  |  |  | N/A | N/A | N/A | N/A | NO |  | All eSeries Max Generators | 104232RD-SB; 104232SQ-SB; MSTS | N/A | N/A | https://cdn.intelligencebank.com/us/share/B3R/KeX0/21y6/original/steam-logo-white.jpg | https://cdn.intelligencebank.com/us/share/B3R/lM4R/vK7E/original/ABUTLERLXWSB.jpg | N/A | N/A | https://vimeo.com/58153234 | https://vimeo.com/58153232 | https://vimeo.com/261136871 | N/A | http://prodrep.mrsteam.com/DocumentResources/d1f0ef4a-aa86-4f9f-b8e4-ceba8ace31f3.pdf | http://prodrep.mrsteam.com/DocumentResources/0468ef5a-0b97-439b-8fad-c2c296d89e6f.pdf | http://prodrep.mrsteam.com/DocumentResources/278f8bd4-e4dd-4dc6-bbf8-9b48e09be4aa.pdf |  | N/A | UNITED STATES | http://prodrep.mrsteam.com/DocumentResources/d6a61c17-60ee-4efc-b1ec-4fa4cb6c55b8.pdf | 72 HOURS | http://prodrep.mrsteam.com/DocumentResources/87dca122-a38e-4002-9255-81ceb75eb37b.pdf | http://prodrep.mrsteam.com/DocumentResources/b235bd28-75c1-4fbb-b836-7ba19ea4a666.pdf | http://prodrep.mrsteam.com/DocumentResources/fb82c221-da8d-4d90-ae1e-66670ba7542f.pdf | NO | Plastic; Metal | N/A | YES | N/A | YES | NO | YES | YES | YES | N/A | N/A | Wall-Mount | NO | 1; EA | NO | NO | NO | NO | PESTICIDE/AEROSOL: NO | CHEMICAL/SOLVENT: NO | Lead: No Mercury: No Silver: No Cadmium: No Chromium: No Barium: No Arsenic: No Selenium: No | PARCEL | 70 | N/A | N/A | N/A | N/A | N/A | N/A | N/A | N/A | N/A | N/A | N/A | N/A | NO | N/A | N/A | N/A | N/A | N/A | N/A | N/A | N/A | N/A | N/A | N/A | N/A | N/A | N/A | N/A | N/A | N/A | N/A | N/A | N/A | N/A | N/A | N/A | NO | YES | NO | 2017-06-24 | Mr. Steam Price Book 2017 | 2
MSBUTLERXRD-BB | CONTROL PACKAGE | Butler | PENDING | Butler Max Package Round Brushed Bronze | 767931917622 | 00767931917622 | BRUSHED BRONZE | Butler Max Package includes: (1) iTempoPlus Round Control (2) AromaSteam Designer SteamHeads (1) Max Autoflush® (1) Max Condensation Pan (1) SteamLinx. For generator models MX4E to MX6E | 2450 | 1715 | 2019-04-01 | Yes | 23 | 36 | 12 | 12 | 36 x 12 x 12 | 23 | 36 | 12 | 12 | 36 x 12 x 12 | At the heart of this steam shower package is the classic iTempoPlus Control. Simple, elegant, and easy-to-use, the digital display allows easy yet precise programing of your steam shower features. Our MAX Packages make designing your large residential steam shower easy by providing everything you need, at a substantial discount | Set the perfect steam temperature for multiple users | ChromaSteam72 lighting & AromaSteam infusion | Never wonder what time , day or date it is in your SteamShower or bathroom | Manufactured in strong, durable and long lasting solid brass | Compliment any bathroom design with one of 11 designer finishes | [5 empty] | N/A | N/A | N/A | N/A | NO |  | All eSeries Max Generators | 103990-60; MSTS | N/A | N/A | https://cdn.intelligencebank.com/us/share/B3R/KeX0/21y6/original/steam-logo-white.jpg | https://cdn.intelligencebank.com/us/share/B3R/Ewl9/qpg9/original/MSBUTLERXRD-BB.jpg | N/A | N/A | https://vimeo.com/58153234 | https://vimeo.com/58153232 | https://vimeo.com/73313150 | N/A | http://prodrep.mrsteam.com/DocumentResources/d1f0ef4a-aa86-4f9f-b8e4-ceba8ace31f3.pdf | http://prodrep.mrsteam.com/DocumentResources/0468ef5a-0b97-439b-8fad-c2c296d89e6f.pdf | http://prodrep.mrsteam.com/DocumentResources/278f8bd4-e4dd-4dc6-bbf8-9b48e09be4aa.pdf |  | N/A | UNITED STATES | http://prodrep.mrsteam.com/DocumentResources/d6a61c17-60ee-4efc-b1ec-4fa4cb6c55b8.pdf | 72 HOURS | http://prodrep.mrsteam.com/DocumentResources/dcf45949-fdc5-42ac-b825-59f139ef9bff.pdf | http://prodrep.mrsteam.com/DocumentResources/56b4f5d3-b3ed-404c-8323-70b28c881ebc.pdf | http://prodrep.mrsteam.com/DocumentResources/fb82c221-da8d-4d90-ae1e-66670ba7542f.pdf | YES | Plastic; Metal | N/A | YES | N/A | YES | NO | YES | YES | YES | N/A | N/A | Wall-Mount | NO | 1; EA | NO | NO | NO | NO | PESTICIDE/AEROSOL: NO | CHEMICAL/SOLVENT: NO | Lead: No Mercury: No Silver: No Cadmium: No Chromium: No Barium: No Arsenic: No Selenium: No | PARCEL | 70 | N/A | N/A | N/A | N/A | N/A | N/A | N/A | N/A | HARDWIRED | N/A | N/A | N/A | NO | N/A | N/A | N/A | N/A | N/A | N/A | N/A | N/A | N/A | N/A | N/A | N/A | N/A | N/A | N/A | N/A | N/A | N/A | N/A | N/A | N/A | N/A | N/A | NO | YES | NO | 2017-06-24 | Mr. Steam Price Book 2017 | 2
MSBUTLERXRD-BK | CONTROL PACKAGE | Butler | PENDING | Butler Max Package Round in Black | 767931917639 | 00767931917639 | BLACK | Butler Max Package includes: (1) iTempoPlus Round Control (2) AromaSteam Designer SteamHeads (1) Max Autoflush® (1) Max Condensation Pan (1) SteamLinx. For generator models MX4E to MX6E | 2450 | 1715 | 2019-04-01 | Yes | 23 | 36 | 12 | 12 | 36 x 12 x 12 | 23 | 36 | 12 | 12 | 36 x 12 x 12 | At the heart of this steam shower package is the classic iTempoPlus Control. Simple, elegant, and easy-to-use, the digital display allows easy yet precise programing of your steam shower features. Our MAX Packages make designing your large residential steam shower easy by providing everything you need, at a substantial discount | Set the perfect steam temperature for multiple users | ChromaSteam72 lighting & AromaSteam infusion | Never wonder what time , day or date it is in your SteamShower or bathroom | Manufactured in strong, durable and long lasting solid brass | Compliment any bathroom design with one of 11 designer finishes | [5 empty] | N/A | N/A | N/A | N/A | NO |  | All eSeries Max Generators | 103990-60; MSTS | N/A | N/A | https://cdn.intelligencebank.com/us/share/B3R/KeX0/21y6/original/steam-logo-white.jpg | https://cdn.intelligencebank.com/us/share/B3R/Ewl9/pKw8/original/MSBUTLERXRD-BK.jpg | N/A | N/A | https://vimeo.com/58153234 | https://vimeo.com/58153232 | https://vimeo.com/73313150 | N/A | http://prodrep.mrsteam.com/DocumentResources/d1f0ef4a-aa86-4f9f-b8e4-ceba8ace31f3.pdf | http://prodrep.mrsteam.com/DocumentResources/0468ef5a-0b97-439b-8fad-c2c296d89e6f.pdf | http://prodrep.mrsteam.com/DocumentResources/278f8bd4-e4dd-4dc6-bbf8-9b48e09be4aa.pdf |  | N/A | UNITED STATES | http://prodrep.mrsteam.com/DocumentResources/d6a61c17-60ee-4efc-b1ec-4fa4cb6c55b8.pdf | 72 HOURS | http://prodrep.mrsteam.com/DocumentResources/dcf45949-fdc5-42ac-b825-59f139ef9bff.pdf | http://prodrep.mrsteam.com/DocumentResources/56b4f5d3-b3ed-404c-8323-70b28c881ebc.pdf | http://prodrep.mrsteam.com/DocumentResources/fb82c221-da8d-4d90-ae1e-66670ba7542f.pdf | YES | Plastic; Metal | N/A | YES | N/A | YES | NO | YES | YES | YES | N/A | N/A | Wall-Mount | NO | 1; EA | NO | NO | NO | NO | PESTICIDE/AEROSOL: NO | CHEMICAL/SOLVENT: NO | Lead: No Mercury: No Silver: No Cadmium: No Chromium: No Barium: No Arsenic: No Selenium: No | PARCEL | 70 | N/A | N/A | N/A | N/A | N/A | N/A | N/A | N/A | HARDWIRED | N/A | N/A | N/A | NO | N/A | N/A | N/A | N/A | N/A | N/A | N/A | N/A | N/A | N/A | N/A | N/A | N/A | N/A | N/A | N/A | N/A | N/A | N/A | N/A | N/A | N/A | N/A | NO | YES | NO | 2017-06-24 | Mr. Steam Price Book 2017 | 2
MSBUTLERXRD-BN | CONTROL PACKAGE | Butler | PENDING | Butler Max Package Round Brushed Nickel | 767931917646 | 00767931917646 | BRUSHED NICKEL | Butler Max Package includes: (1) iTempoPlus Round Control (2) AromaSteam Designer SteamHeads (1) Max Autoflush® (1) Max Condensation Pan (1) SteamLinx. For generator models MX4E to MX6E | 2450 | 1715 | 2019-04-01 | Yes | 23 | 36 | 12 | 12 | 36 x 12 x 12 | 23 | 36 | 12 | 12 | 36 x 12 x 12 | At the heart of this steam shower package is the classic iTempoPlus Control. Simple, elegant, and easy-to-use, the digital display allows easy yet precise programing of your steam shower features. Our MAX Packages make designing your large residential steam shower easy by providing everything you need, at a substantial discount | Set the perfect steam temperature for multiple users | ChromaSteam72 lighting & AromaSteam infusion | Never wonder what time , day or date it is in your SteamShower or bathroom | Manufactured in strong, durable and long lasting solid brass | Compliment any bathroom design with one of 11 designer finishes | [5 empty] | N/A | N/A | N/A | N/A | NO |  | All eSeries Max Generators | 103990-60; MSTS | N/A | N/A | https://cdn.intelligencebank.com/us/share/B3R/KeX0/21y6/original/steam-logo-white.jpg | https://cdn.intelligencebank.com/us/share/B3R/Ewl9/YMoq/original/MSBUTLERXRD-BN.jpg | N/A | N/A | https://vimeo.com/58153234 | https://vimeo.com/58153232 | https://vimeo.com/73313150 | N/A | http://prodrep.mrsteam.com/DocumentResources/d1f0ef4a-aa86-4f9f-b8e4-ceba8ace31f3.pdf | http://prodrep.mrsteam.com/DocumentResources/0468ef5a-0b97-439b-8fad-c2c296d89e6f.pdf | http://prodrep.mrsteam.com/DocumentResources/278f8bd4-e4dd-4dc6-bbf8-9b48e09be4aa.pdf |  | N/A | UNITED STATES | http://prodrep.mrsteam.com/DocumentResources/d6a61c17-60ee-4efc-b1ec-4fa4cb6c55b8.pdf | 72 HOURS | http://prodrep.mrsteam.com/DocumentResources/dcf45949-fdc5-42ac-b825-59f139ef9bff.pdf | http://prodrep.mrsteam.com/DocumentResources/56b4f5d3-b3ed-404c-8323-70b28c881ebc.pdf | http://prodrep.mrsteam.com/DocumentResources/fb82c221-da8d-4d90-ae1e-66670ba7542f.pdf | YES | Plastic; Metal | N/A | YES | N/A | YES | NO | YES | YES | YES | N/A | N/A | Wall-Mount | NO | 1; EA | NO | NO | NO | NO | PESTICIDE/AEROSOL: NO | CHEMICAL/SOLVENT: NO | Lead: No Mercury: No Silver: No Cadmium: No Chromium: No Barium: No Arsenic: No Selenium: No | PARCEL | 70 | N/A | N/A | N/A | N/A | N/A | N/A | N/A | N/A | HARDWIRED | N/A | N/A | N/A | NO | N/A | N/A | N/A | N/A | N/A | N/A | N/A | N/A | N/A | N/A | N/A | N/A | N/A | N/A | N/A | N/A | N/A | N/A | N/A | N/A | N/A | N/A | N/A | NO | YES | NO | 2017-06-24 | Mr. Steam Price Book 2017 | 2
MSBUTLERXRD-MB | CONTROL PACKAGE | Butler | PENDING | Butler Max Package Round Matte Black | 767931917653 | 00767931917653 | MATTE BLACK | Butler Max Package includes: (1) iTempoPlus Round Control (2) AromaSteam Designer SteamHeads (1) Max Autoflush® (1) Max Condensation Pan (1) SteamLinx. For generator models MSSUPER4E to MSSUPER6E | 2450 | 1715 | 2019-04-01 | Yes | 23 | 36 | 12 | 12 | 36 x 12 x 12 | 23 | 36 | 12 | 12 | 36 x 12 x 12 | At the heart of this steam shower package is the classic iTempoPlus Control. Simple, elegant, and easy-to-use, the digital display allows easy yet precise programing of your steam shower features. Our MAX Packages make designing your large residential steam shower easy by providing everything you need, at a substantial discount | Set the perfect steam temperature for multiple users | ChromaSteam72 lighting & AromaSteam infusion | Never wonder what time , day or date it is in your SteamShower or bathroom | Manufactured in strong, durable and long lasting solid brass | Compliment any bathroom design with one of 11 designer finishes | [5 empty] | N/A | N/A | N/A | N/A | NO |  | All eSeries Max Generators | 103990-60; MSTS | N/A | N/A | https://cdn.intelligencebank.com/us/share/B3R/KeX0/21y6/original/steam-logo-white.jpg | https://cdn.intelligencebank.com/us/share/B3R/Ewl9/PMzG/original/MSBUTLERXRD-MB.jpg | N/A | N/A | https://vimeo.com/58153234 | https://vimeo.com/58153232 | https://vimeo.com/73313150 | N/A | http://prodrep.mrsteam.com/DocumentResources/d1f0ef4a-aa86-4f9f-b8e4-ceba8ace31f3.pdf | http://prodrep.mrsteam.com/DocumentResources/0468ef5a-0b97-439b-8fad-c2c296d89e6f.pdf | http://prodrep.mrsteam.com/DocumentResources/278f8bd4-e4dd-4dc6-bbf8-9b48e09be4aa.pdf |  | N/A | UNITED STATES | http://prodrep.mrsteam.com/DocumentResources/d6a61c17-60ee-4efc-b1ec-4fa4cb6c55b8.pdf | 72 HOURS | http://prodrep.mrsteam.com/DocumentResources/dcf45949-fdc5-42ac-b825-59f139ef9bff.pdf | http://prodrep.mrsteam.com/DocumentResources/56b4f5d3-b3ed-404c-8323-70b28c881ebc.pdf | http://prodrep.mrsteam.com/DocumentResources/fb82c221-da8d-4d90-ae1e-66670ba7542f.pdf | YES | Plastic; Metal | N/A | YES | N/A | YES | NO | YES | YES | YES | N/A | N/A | Wall-Mount | NO | 1; EA | NO | NO | NO | NO | PESTICIDE/AEROSOL: NO | CHEMICAL/SOLVENT: NO | Lead: No Mercury: No Silver: No Cadmium: No Chromium: No Barium: No Arsenic: No Selenium: No | PARCEL | 70 | N/A | N/A | N/A | N/A | N/A | N/A | N/A | N/A | HARDWIRED | N/A | N/A | N/A | NO | N/A | N/A | N/A | N/A | N/A | N/A | N/A | N/A | N/A | N/A | N/A | N/A | N/A | N/A | N/A | N/A | N/A | N/A | N/A | N/A | N/A | N/A | N/A | NO | YES | NO | 2017-06-24 | Mr. Steam Price Book 2017 | 2
MSBUTLERXRD-ORB | CONTROL PACKAGE | Butler | PENDING | Butler Max Package Round Oil Rubbed Bronze | 767931917660 | 00767931917660 | OIL RUBBED BRONZE | Butler Max Package includes: (1) iTempoPlus Round Control (2) AromaSteam Designer SteamHeads (1) Max Autoflush® (1) Max Condensation Pan (1) SteamLinx. For generator models MX4E to MX6E | 2450 | 1715 | 2019-04-01 | Yes | 23 | 36 | 12 | 12 | 36 x 12 x 12 | 23 | 36 | 12 | 12 | 36 x 12 x 12 | At the heart of this steam shower package is the classic iTempoPlus Control. Simple, elegant, and easy-to-use, the digital display allows easy yet precise programing of your steam shower features. Our MAX Packages make designing your large residential steam shower easy by providing everything you need, at a substantial discount | Set the perfect steam temperature for multiple users | ChromaSteam72 lighting & AromaSteam infusion | Never wonder what time , day or date it is in your SteamShower or bathroom | Manufactured in strong, durable and long lasting solid brass | Compliment any bathroom design with one of 11 designer finishes | [5 empty] | N/A | N/A | N/A | N/A | NO |  | All eSeries Max Generators | 103990-60; MSTS | N/A | N/A | https://cdn.intelligencebank.com/us/share/B3R/KeX0/21y6/original/steam-logo-white.jpg | https://cdn.intelligencebank.com/us/share/B3R/Ewl9/3lj1/original/MSBUTLERXRD-ORB.jpg | N/A | N/A | https://vimeo.com/58153234 | https://vimeo.com/58153232 | https://vimeo.com/73313150 | N/A | http://prodrep.mrsteam.com/DocumentResources/d1f0ef4a-aa86-4f9f-b8e4-ceba8ace31f3.pdf | http://prodrep.mrsteam.com/DocumentResources/0468ef5a-0b97-439b-8fad-c2c296d89e6f.pdf | http://prodrep.mrsteam.com/DocumentResources/278f8bd4-e4dd-4dc6-bbf8-9b48e09be4aa.pdf |  | N/A | UNITED STATES | http://prodrep.mrsteam.com/DocumentResources/d6a61c17-60ee-4efc-b1ec-4fa4cb6c55b8.pdf | 72 HOURS | http://prodrep.mrsteam.com/DocumentResources/dcf45949-fdc5-42ac-b825-59f139ef9bff.pdf | http://prodrep.mrsteam.com/DocumentResources/56b4f5d3-b3ed-404c-8323-70b28c881ebc.pdf | http://prodrep.mrsteam.com/DocumentResources/fb82c221-da8d-4d90-ae1e-66670ba7542f.pdf | YES | Plastic; Metal | N/A | YES | N/A | YES | NO | YES | YES | YES | N/A | N/A | Wall-Mount | NO | 1; EA | NO | NO | NO | NO | PESTICIDE/AEROSOL: NO | CHEMICAL/SOLVENT: NO | Lead: No Mercury: No Silver: No Cadmium: No Chromium: No Barium: No Arsenic: No Selenium: No | PARCEL | 70 | N/A | N/A | N/A | N/A | N/A | N/A | N/A | N/A | HARDWIRED | N/A | N/A | N/A | NO | N/A | N/A | N/A | N/A | N/A | N/A | N/A | N/A | N/A | N/A | N/A | N/A | N/A | N/A | N/A | N/A | N/A | N/A | N/A | N/A | N/A | N/A | N/A | NO | YES | NO | 2017-06-24 | Mr. Steam Price Book 2017 | 2
MSBUTLERXRD-PB | CONTROL PACKAGE | Butler | PENDING | Butler Max Package Round Polished Brass | 767931917677 | 00767931917677 | POLISHED BRASS | Butler Max Package includes: (1) iTempoPlus Round Control (2) AromaSteam Designer SteamHeads (1) Max Autoflush® (1) Max Condensation Pan (1) SteamLinx. For generator models MX4E to MX6E | 2450 | 1715 | 2019-04-01 | Yes | 23 | 36 | 12 | 12 | 36 x 12 x 12 | 23 | 36 | 12 | 12 | 36 x 12 x 12 | At the heart of this steam shower package is the classic iTempoPlus Control. Simple, elegant, and easy-to-use, the digital display allows easy yet precise programing of your steam shower features. Our MAX Packages make designing your large residential steam shower easy by providing everything you need, at a substantial discount | Set the perfect steam temperature for multiple users | ChromaSteam72 lighting & AromaSteam infusion | Never wonder what time , day or date it is in your SteamShower or bathroom | Manufactured in strong, durable and long lasting solid brass | Compliment any bathroom design with one of 11 designer finishes | [5 empty] | N/A | N/A | N/A | N/A | NO |  | All eSeries Max Generators | 103990-60; MSTS | N/A | N/A | https://cdn.intelligencebank.com/us/share/B3R/KeX0/21y6/original/steam-logo-white.jpg | https://cdn.intelligencebank.com/us/share/B3R/Ewl9/Aw3e/original/MSBUTLERXRD-PB.jpg | N/A | N/A | https://vimeo.com/58153234 | https://vimeo.com/58153232 | https://vimeo.com/73313150 | N/A | http://prodrep.mrsteam.com/DocumentResources/d1f0ef4a-aa86-4f9f-b8e4-ceba8ace31f3.pdf | http://prodrep.mrsteam.com/DocumentResources/0468ef5a-0b97-439b-8fad-c2c296d89e6f.pdf | http://prodrep.mrsteam.com/DocumentResources/278f8bd4-e4dd-4dc6-bbf8-9b48e09be4aa.pdf |  | N/A | UNITED STATES | http://prodrep.mrsteam.com/DocumentResources/d6a61c17-60ee-4efc-b1ec-4fa4cb6c55b8.pdf | 72 HOURS | http://prodrep.mrsteam.com/DocumentResources/dcf45949-fdc5-42ac-b825-59f139ef9bff.pdf | http://prodrep.mrsteam.com/DocumentResources/56b4f5d3-b3ed-404c-8323-70b28c881ebc.pdf | http://prodrep.mrsteam.com/DocumentResources/fb82c221-da8d-4d90-ae1e-66670ba7542f.pdf | YES | Plastic; Metal | N/A | YES | N/A | YES | NO | YES | YES | YES | N/A | N/A | Wall-Mount | NO | 1; EA | NO | NO | NO | NO | PESTICIDE/AEROSOL: NO | CHEMICAL/SOLVENT: NO | Lead: No Mercury: No Silver: No Cadmium: No Chromium: No Barium: No Arsenic: No Selenium: No | PARCEL | 70 | N/A | N/A | N/A | N/A | N/A | N/A | N/A | N/A | HARDWIRED | N/A | N/A | N/A | NO | N/A | N/A | N/A | N/A | N/A | N/A | N/A | N/A | N/A | N/A | N/A | N/A | N/A | N/A | N/A | N/A | N/A | N/A | N/A | N/A | N/A | N/A | N/A | NO | YES | NO | 2017-06-24 | Mr. Steam Price Book 2017 | 2
MSBUTLERXRD-PC | CONTROL PACKAGE | Butler | PENDING | Butler Max Package Round Polished Chrome | 767931917684 | 00767931917684 | POLISHED CHROME | Butler Max Package includes: (1) iTempoPlus Round Control (2) AromaSteam Designer SteamHeads (1) Max Autoflush® (1) Max Condensation Pan (1) SteamLinx. For generator models MX4E to MX6E | 2350 | 1645 | 2019-04-01 | Yes | 23 | 36 | 12 | 12 | 36 x 12 x 12 | 23 | 36 | 12 | 12 | 36 x 12 x 12 | At the heart of this steam shower package is the classic iTempoPlus Control. Simple, elegant, and easy-to-use, the digital display allows easy yet precise programing of your steam shower features. Our MAX Packages make designing your large residential steam shower easy by providing everything you need, at a substantial discount | Set the perfect steam temperature for multiple users | ChromaSteam72 lighting & AromaSteam infusion | Never wonder what time , day or date it is in your SteamShower or bathroom | Manufactured in strong, durable and long lasting solid brass | Compliment any bathroom design with one of 11 designer finishes | [5 empty] | N/A | N/A | N/A | N/A | NO |  | All eSeries Max Generators | 103990-60; MSTS | N/A | N/A | https://cdn.intelligencebank.com/us/share/B3R/KeX0/21y6/original/steam-logo-white.jpg | https://cdn.intelligencebank.com/us/share/B3R/Ewl9/zKae/original/MSBUTLERXRD-PC.jpg | N/A | N/A | https://vimeo.com/58153234 | https://vimeo.com/58153232 | https://vimeo.com/73313150 | N/A | http://prodrep.mrsteam.com/DocumentResources/d1f0ef4a-aa86-4f9f-b8e4-ceba8ace31f3.pdf | http://prodrep.mrsteam.com/DocumentResources/0468ef5a-0b97-439b-8fad-c2c296d89e6f.pdf | http://prodrep.mrsteam.com/DocumentResources/278f8bd4-e4dd-4dc6-bbf8-9b48e09be4aa.pdf |  | N/A | UNITED STATES | http://prodrep.mrsteam.com/DocumentResources/d6a61c17-60ee-4efc-b1ec-4fa4cb6c55b8.pdf | 72 HOURS | http://prodrep.mrsteam.com/DocumentResources/dcf45949-fdc5-42ac-b825-59f139ef9bff.pdf | http://prodrep.mrsteam.com/DocumentResources/56b4f5d3-b3ed-404c-8323-70b28c881ebc.pdf | http://prodrep.mrsteam.com/DocumentResources/fb82c221-da8d-4d90-ae1e-66670ba7542f.pdf | YES | Plastic; Metal | N/A | YES | N/A | YES | NO | YES | YES | YES | N/A | N/A | Wall-Mount | NO | 1; EA | NO | NO | NO | NO | PESTICIDE/AEROSOL: NO | CHEMICAL/SOLVENT: NO | Lead: No Mercury: No Silver: No Cadmium: No Chromium: No Barium: No Arsenic: No Selenium: No | PARCEL | 70 | N/A | N/A | N/A | N/A | N/A | N/A | N/A | N/A | HARDWIRED | N/A | N/A | N/A | NO | N/A | N/A | N/A | N/A | N/A | N/A | N/A | N/A | N/A | N/A | N/A | N/A | N/A | N/A | N/A | N/A | N/A | N/A | N/A | N/A | N/A | N/A | N/A | NO | YES | NO | 2017-06-24 | Mr. Steam Price Book 2017 | 2
MSBUTLERXRD-PN | CONTROL PACKAGE | Butler | PENDING | Butler Max Package Round Polished Nickel | 767931917691 | 00767931917691 | POLISHED NICKEL | Butler Max Package includes: (1) iTempoPlus Round Control (2) AromaSteam Designer SteamHeads (1) Max Autoflush® (1) Max Condensation Pan (1) SteamLinx. For generator models MX4E to MX6E | 2450 | 1715 | 2019-04-01 | Yes | 23 | 36 | 12 | 12 | 36 x 12 x 12 | 23 | 36 | 12 | 12 | 36 x 12 x 12 | At the heart of this steam shower package is the classic iTempoPlus Control. Simple, elegant, and easy-to-use, the digital display allows easy yet precise programing of your steam shower features. Our MAX Packages make designing your large residential steam shower easy by providing everything you need, at a substantial discount | Set the perfect steam temperature for multiple users | ChromaSteam72 lighting & AromaSteam infusion | Never wonder what time , day or date it is in your SteamShower or bathroom | Manufactured in strong, durable and long lasting solid brass | Compliment any bathroom design with one of 11 designer finishes | [5 empty] | N/A | N/A | N/A | N/A | NO |  | All eSeries Max Generators | 103990-60; MSTS | N/A | N/A | https://cdn.intelligencebank.com/us/share/B3R/KeX0/21y6/original/steam-logo-white.jpg | https://cdn.intelligencebank.com/us/share/B3R/Ewl9/oKzb/original/MSBUTLERXRD-PN.jpg | N/A | N/A | https://vimeo.com/58153234 | https://vimeo.com/58153232 | https://vimeo.com/73313150 | N/A | http://prodrep.mrsteam.com/DocumentResources/d1f0ef4a-aa86-4f9f-b8e4-ceba8ace31f3.pdf | http://prodrep.mrsteam.com/DocumentResources/0468ef5a-0b97-439b-8fad-c2c296d89e6f.pdf | http://prodrep.mrsteam.com/DocumentResources/278f8bd4-e4dd-4dc6-bbf8-9b48e09be4aa.pdf |  | N/A | UNITED STATES | http://prodrep.mrsteam.com/DocumentResources/d6a61c17-60ee-4efc-b1ec-4fa4cb6c55b8.pdf | 72 HOURS | http://prodrep.mrsteam.com/DocumentResources/dcf45949-fdc5-42ac-b825-59f139ef9bff.pdf | http://prodrep.mrsteam.com/DocumentResources/56b4f5d3-b3ed-404c-8323-70b28c881ebc.pdf | http://prodrep.mrsteam.com/DocumentResources/fb82c221-da8d-4d90-ae1e-66670ba7542f.pdf | YES | Plastic; Metal | N/A | YES | N/A | YES | NO | YES | YES | YES | N/A | N/A | Wall-Mount | NO | 1; EA | NO | NO | NO | NO | PESTICIDE/AEROSOL: NO | CHEMICAL/SOLVENT: NO | Lead: No Mercury: No Silver: No Cadmium: No Chromium: No Barium: No Arsenic: No Selenium: No | PARCEL | 70 | N/A | N/A | N/A | N/A | N/A | N/A | N/A | N/A | HARDWIRED | N/A | N/A | N/A | NO | N/A | N/A | N/A | N/A | N/A | N/A | N/A | N/A | N/A | N/A | N/A | N/A | N/A | N/A | N/A | N/A | N/A | N/A | N/A | N/A | N/A | N/A | N/A | NO | YES | NO | 2017-06-24 | Mr. Steam Price Book 2017 | 2
MSBUTLERXRD-RAW | CONTROL PACKAGE | Butler | PENDING | Butler Max Package Round Un-plated | 767931917707 | 00767931917707 | CUSTOM PLATING | Butler Max Package includes: (1) iTempoPlus Round Control (2) AromaSteam Designer SteamHeads (1) Max Autoflush® (1) Max Condensation Pan (1) SteamLinx. For generator models MX4E to MX6E | 2450 | 1715 | 2019-04-01 | Yes | 23 | 36 | 12 | 12 | 36 x 12 x 12 | 23 | 36 | 12 | 12 | 36 x 12 x 12 | At the heart of this steam shower package is the classic iTempoPlus Control. Simple, elegant, and easy-to-use, the digital display allows easy yet precise programing of your steam shower features. Our MAX Packages make designing your large residential steam shower easy by providing everything you need, at a substantial discount | Set the perfect steam temperature for multiple users | ChromaSteam72 lighting & AromaSteam infusion | Never wonder what time , day or date it is in your SteamShower or bathroom | Manufactured in strong, durable and long lasting solid brass | Compliment any bathroom design with one of 11 designer finishes | [5 empty] | N/A | N/A | N/A | N/A | NO |  | All eSeries Max Generators | 103990-60; MSTS | N/A | N/A | https://cdn.intelligencebank.com/us/share/B3R/KeX0/21y6/original/steam-logo-white.jpg | https://cdn.intelligencebank.com/us/share/B3R/Ewl9/3lDB/original/MSBUTLERXRD-RAW.jpg | N/A | N/A | https://vimeo.com/58153234 | https://vimeo.com/58153232 | https://vimeo.com/73313150 | N/A | http://prodrep.mrsteam.com/DocumentResources/d1f0ef4a-aa86-4f9f-b8e4-ceba8ace31f3.pdf | http://prodrep.mrsteam.com/DocumentResources/0468ef5a-0b97-439b-8fad-c2c296d89e6f.pdf | http://prodrep.mrsteam.com/DocumentResources/278f8bd4-e4dd-4dc6-bbf8-9b48e09be4aa.pdf |  | N/A | UNITED STATES | http://prodrep.mrsteam.com/DocumentResources/d6a61c17-60ee-4efc-b1ec-4fa4cb6c55b8.pdf | 72 HOURS | http://prodrep.mrsteam.com/DocumentResources/dcf45949-fdc5-42ac-b825-59f139ef9bff.pdf | http://prodrep.mrsteam.com/DocumentResources/56b4f5d3-b3ed-404c-8323-70b28c881ebc.pdf | http://prodrep.mrsteam.com/DocumentResources/fb82c221-da8d-4d90-ae1e-66670ba7542f.pdf | YES | Plastic; Metal | N/A | YES | N/A | YES | NO | YES | YES | YES | N/A | N/A | Wall-Mount | NO | 1; EA | NO | NO | NO | NO | PESTICIDE/AEROSOL: NO | CHEMICAL/SOLVENT: NO | Lead: No Mercury: No Silver: No Cadmium: No Chromium: No Barium: No Arsenic: No Selenium: No | PARCEL | 70 | N/A | N/A | N/A | N/A | N/A | N/A | N/A | N/A | HARDWIRED | N/A | N/A | N/A | NO | N/A | N/A | N/A | N/A | N/A | N/A | N/A | N/A | N/A | N/A | N/A | N/A | N/A | N/A | N/A | N/A | N/A | N/A | N/A | N/A | N/A | N/A | N/A | NO | YES | NO | 2017-06-24 | Mr. Steam Price Book 2017 | 2
MSBUTLERXRD-SB | CONTROL PACKAGE | Butler | PENDING | Butler Max Package Round Satin Brass | 767931917714 | 00767931917714 | SATIN BRASS | Butler Max Package includes: (1) iTempoPlus Round Control (2) AromaSteam Designer SteamHeads (1) Max Autoflush® (1) Max Condensation Pan (1) SteamLinx. For generator models MX4E to MX6E | 2450 | 1715 | 2019-04-01 | Yes | 23 | 36 | 12 | 12 | 36 x 12 x 12 | 23 | 36 | 12 | 12 | 36 x 12 x 12 | At the heart of this steam shower package is the classic iTempoPlus Control. Simple, elegant, and easy-to-use, the digital display allows easy yet precise programing of your steam shower features. Our MAX Packages make designing your large residential steam shower easy by providing everything you need, at a substantial discount | Set the perfect steam temperature for multiple users | ChromaSteam72 lighting & AromaSteam infusion | Never wonder what time , day or date it is in your SteamShower or bathroom | Manufactured in strong, durable and long lasting solid brass | Compliment any bathroom design with one of 11 designer finishes | [5 empty] | N/A | N/A | N/A | N/A | NO |  | All eSeries Max Generators | 103990-60; MSTS | N/A | N/A | https://cdn.intelligencebank.com/us/share/B3R/KeX0/21y6/original/steam-logo-white.jpg | https://cdn.intelligencebank.com/us/share/B3R/Ewl9/JwlR/original/MSBUTLERXRD-SB.jpg | N/A | N/A | https://vimeo.com/58153234 | https://vimeo.com/58153232 | https://vimeo.com/73313150 | N/A | http://prodrep.mrsteam.com/DocumentResources/d1f0ef4a-aa86-4f9f-b8e4-ceba8ace31f3.pdf | http://prodrep.mrsteam.com/DocumentResources/0468ef5a-0b97-439b-8fad-c2c296d89e6f.pdf | http://prodrep.mrsteam.com/DocumentResources/278f8bd4-e4dd-4dc6-bbf8-9b48e09be4aa.pdf |  | N/A | UNITED STATES | http://prodrep.mrsteam.com/DocumentResources/d6a61c17-60ee-4efc-b1ec-4fa4cb6c55b8.pdf | 72 HOURS | http://prodrep.mrsteam.com/DocumentResources/dcf45949-fdc5-42ac-b825-59f139ef9bff.pdf | http://prodrep.mrsteam.com/DocumentResources/56b4f5d3-b3ed-404c-8323-70b28c881ebc.pdf | http://prodrep.mrsteam.com/DocumentResources/fb82c221-da8d-4d90-ae1e-66670ba7542f.pdf | YES | Plastic; Metal | N/A | YES | N/A | YES | NO | YES | YES | YES | N/A | N/A | Wall-Mount | NO | 1; EA | NO | NO | NO | NO | PESTICIDE/AEROSOL: NO | CHEMICAL/SOLVENT: NO | Lead: No Mercury: No Silver: No Cadmium: No Chromium: No Barium: No Arsenic: No Selenium: No | PARCEL | 70 | N/A | N/A | N/A | N/A | N/A | N/A | N/A | N/A | HARDWIRED | N/A | N/A | N/A | NO | N/A | N/A | N/A | N/A | N/A | N/A | N/A | N/A | N/A | N/A | N/A | N/A | N/A | N/A | N/A | N/A | N/A | N/A | N/A | N/A | N/A | N/A | N/A | NO | YES | NO | 2017-06-24 | Mr. Steam Price Book 2017 | 2
MSBUTLERXRD-WH | CONTROL PACKAGE | Butler | PENDING | Butler Max Package Round in White | 767931917721 | 00767931917721 | WHITE | Butler Max Package includes: (1) iTempoPlus Round Control (2) AromaSteam Designer SteamHeads (1) Max Autoflush® (1) Max Condensation Pan (1) SteamLinx. For generator models MX4E to MX6E | 2450 | 1715 | 2019-04-01 | Yes | 23 | 36 | 12 | 12 | 36 x 12 x 12 | 23 | 36 | 12 | 12 | 36 x 12 x 12 | At the heart of this steam shower package is the classic iTempoPlus Control. Simple, elegant, and easy-to-use, the digital display allows easy yet precise programing of your steam shower features. Our MAX Packages make designing your large residential steam shower easy by providing everything you need, at a substantial discount | Set the perfect steam temperature for multiple users | ChromaSteam72 lighting & AromaSteam infusion | Never wonder what time , day or date it is in your SteamShower or bathroom | Manufactured in strong, durable and long lasting solid brass | Compliment any bathroom design with one of 11 designer finishes | [5 empty] | N/A | N/A | N/A | N/A | NO |  | All eSeries Max Generators | 103990-60; MSTS | N/A | N/A | https://cdn.intelligencebank.com/us/share/B3R/KeX0/21y6/original/steam-logo-white.jpg | https://cdn.intelligencebank.com/us/share/B3R/Ewl9/PM7l/original/MSBUTLERXRD-WH.jpg | N/A | N/A | https://vimeo.com/58153234 | https://vimeo.com/58153232 | https://vimeo.com/73313150 | N/A | http://prodrep.mrsteam.com/DocumentResources/d1f0ef4a-aa86-4f9f-b8e4-ceba8ace31f3.pdf | http://prodrep.mrsteam.com/DocumentResources/0468ef5a-0b97-439b-8fad-c2c296d89e6f.pdf | http://prodrep.mrsteam.com/DocumentResources/278f8bd4-e4dd-4dc6-bbf8-9b48e09be4aa.pdf |  | N/A | UNITED STATES | http://prodrep.mrsteam.com/DocumentResources/d6a61c17-60ee-4efc-b1ec-4fa4cb6c55b8.pdf | 72 HOURS | http://prodrep.mrsteam.com/DocumentResources/dcf45949-fdc5-42ac-b825-59f139ef9bff.pdf | http://prodrep.mrsteam.com/DocumentResources/56b4f5d3-b3ed-404c-8323-70b28c881ebc.pdf | http://prodrep.mrsteam.com/DocumentResources/fb82c221-da8d-4d90-ae1e-66670ba7542f.pdf | YES | Plastic; Metal | N/A | YES | N/A | YES | NO | YES | YES | YES | N/A | N/A | Wall-Mount | NO | 1; EA | NO | NO | NO | NO | PESTICIDE/AEROSOL: NO | CHEMICAL/SOLVENT: NO | Lead: No Mercury: No Silver: No Cadmium: No Chromium: No Barium: No Arsenic: No Selenium: No | PARCEL | 70 | N/A | N/A | N/A | N/A | N/A | N/A | N/A | N/A | HARDWIRED | N/A | N/A | N/A | NO | N/A | N/A | N/A | N/A | N/A | N/A | N/A | N/A | N/A | N/A | N/A | N/A | N/A | N/A | N/A | N/A | N/A | N/A | N/A | N/A | N/A | N/A | N/A | NO | YES | NO | 2017-06-24 | Mr. Steam Price Book 2017 | 2
MSBUTLERXSQ-BB | CONTROL PACKAGE | Butler | PENDING | Butler Max Package Square Brushed Bronze | 767931917738 | 00767931917738 | BRUSHED BRONZE | Butler Max Package includes: (1) iTempoPlus Square Control (2) AromaSteam Designer SteamHeads (1) Max Autoflush® (1) Max Condensation Pan (1) SteamLinx. For generator models MSSUPER4E to MSSUPER6E | 2450 | 1715 | 2019-04-01 | Yes | 23 | 36 | 12 | 12 | 36 x 12 x 12 | 23 | 36 | 12 | 12 | 36 x 12 x 12 | At the heart of this steam shower package is the classic iTempoPlus Control. Simple, elegant, and easy-to-use, the digital display allows easy yet precise programing of your steam shower features. Our MAX Packages make designing your large residential steam shower easy by providing everything you need, at a substantial discount | Set the perfect steam temperature for multiple users | ChromaSteam72 lighting & AromaSteam infusion | Never wonder what time , day or date it is in your SteamShower or bathroom | Manufactured in strong, durable and long lasting solid brass | Compliment any bathroom design with one of 11 designer finishes | [5 empty] | N/A | N/A | N/A | N/A | NO |  | All eSeries Max Generators | 103990-60; MSTS | N/A | N/A | https://cdn.intelligencebank.com/us/share/B3R/KeX0/21y6/original/steam-logo-white.jpg | https://cdn.intelligencebank.com/us/share/B3R/Ewl9/VMjv/original/MSBUTLERXSQ-BB.jpg | N/A | N/A | https://vimeo.com/58153234 | https://vimeo.com/58153232 | https://vimeo.com/73313150 | N/A | http://prodrep.mrsteam.com/DocumentResources/d1f0ef4a-aa86-4f9f-b8e4-ceba8ace31f3.pdf | http://prodrep.mrsteam.com/DocumentResources/0468ef5a-0b97-439b-8fad-c2c296d89e6f.pdf | http://prodrep.mrsteam.com/DocumentResources/278f8bd4-e4dd-4dc6-bbf8-9b48e09be4aa.pdf |  | N/A | UNITED STATES | http://prodrep.mrsteam.com/DocumentResources/d6a61c17-60ee-4efc-b1ec-4fa4cb6c55b8.pdf | 72 HOURS | http://prodrep.mrsteam.com/DocumentResources/dcf45949-fdc5-42ac-b825-59f139ef9bff.pdf | http://prodrep.mrsteam.com/DocumentResources/56b4f5d3-b3ed-404c-8323-70b28c881ebc.pdf | http://prodrep.mrsteam.com/DocumentResources/fb82c221-da8d-4d90-ae1e-66670ba7542f.pdf | YES | Plastic; Metal | N/A | YES | N/A | YES | NO | YES | YES | YES | N/A | N/A | Wall-Mount | NO | 1; EA | NO | NO | NO | NO | PESTICIDE/AEROSOL: NO | CHEMICAL/SOLVENT: NO | Lead: No Mercury: No Silver: No Cadmium: No Chromium: No Barium: No Arsenic: No Selenium: No | PARCEL | 70 | N/A | N/A | N/A | N/A | N/A | N/A | N/A | N/A | HARDWIRED | N/A | N/A | N/A | NO | N/A | N/A | N/A | N/A | N/A | N/A | N/A | N/A | N/A | N/A | N/A | N/A | N/A | N/A | N/A | N/A | N/A | N/A | N/A | N/A | N/A | N/A | N/A | NO | YES | NO | 2017-06-24 | Mr. Steam Price Book 2017 | 2
MSBUTLERXSQ-BK | CONTROL PACKAGE | Butler | PENDING | Butler Max Package Square in Black | 767931917745 | 00767931917745 | BLACK | Butler Max Package includes: (1) iTempoPlus Square Control (2) AromaSteam Designer SteamHeads (1) Max Autoflush® (1) Max Condensation Pan (1) SteamLinx. For generator models MX4E to MX6E | 2450 | 1715 | 2019-04-01 | Yes | 23 | 36 | 12 | 12 | 36 x 12 x 12 | 23 | 36 | 12 | 12 | 36 x 12 x 12 | At the heart of this steam shower package is the classic iTempoPlus Control. Simple, elegant, and easy-to-use, the digital display allows easy yet precise programing of your steam shower features. Our MAX Packages make designing your large residential steam shower easy by providing everything you need, at a substantial discount | Set the perfect steam temperature for multiple users | ChromaSteam72 lighting & AromaSteam infusion | Never wonder what time , day or date it is in your SteamShower or bathroom | Manufactured in strong, durable and long lasting solid brass | Compliment any bathroom design with one of 11 designer finishes | [5 empty] | N/A | N/A | N/A | N/A | NO |  | All eSeries Max Generators | 103990-60; MSTS | N/A | N/A | https://cdn.intelligencebank.com/us/share/B3R/KeX0/21y6/original/steam-logo-white.jpg | https://cdn.intelligencebank.com/us/share/B3R/Ewl9/7wod/original/MSBUTLERXSQ-BK.jpg | N/A | N/A | https://vimeo.com/58153234 | https://vimeo.com/58153232 | https://vimeo.com/73313150 | N/A | http://prodrep.mrsteam.com/DocumentResources/d1f0ef4a-aa86-4f9f-b8e4-ceba8ace31f3.pdf | http://prodrep.mrsteam.com/DocumentResources/0468ef5a-0b97-439b-8fad-c2c296d89e6f.pdf | http://prodrep.mrsteam.com/DocumentResources/278f8bd4-e4dd-4dc6-bbf8-9b48e09be4aa.pdf |  | N/A | UNITED STATES | http://prodrep.mrsteam.com/DocumentResources/d6a61c17-60ee-4efc-b1ec-4fa4cb6c55b8.pdf | 72 HOURS | http://prodrep.mrsteam.com/DocumentResources/dcf45949-fdc5-42ac-b825-59f139ef9bff.pdf | http://prodrep.mrsteam.com/DocumentResources/56b4f5d3-b3ed-404c-8323-70b28c881ebc.pdf | http://prodrep.mrsteam.com/DocumentResources/fb82c221-da8d-4d90-ae1e-66670ba7542f.pdf | YES | Plastic; Metal | N/A | YES | N/A | YES | NO | YES | YES | YES | N/A | N/A | Wall-Mount | NO | 1; EA | NO | NO | NO | NO | PESTICIDE/AEROSOL: NO | CHEMICAL/SOLVENT: NO | Lead: No Mercury: No Silver: No Cadmium: No Chromium: No Barium: No Arsenic: No Selenium: No | PARCEL | 70 | N/A | N/A | N/A | N/A | N/A | N/A | N/A | N/A | HARDWIRED | N/A | N/A | N/A | NO | N/A | N/A | N/A | N/A | N/A | N/A | N/A | N/A | N/A | N/A | N/A | N/A | N/A | N/A | N/A | N/A | N/A | N/A | N/A | N/A | N/A | N/A | N/A | NO | YES | NO | 2017-06-24 | Mr. Steam Price Book 2017 | 2
MSBUTLERXSQ-BN | CONTROL PACKAGE | Butler | PENDING | Butler Max Package Square Brushed Nickel | 767931917752 | 00767931917752 | BRUSHED NICKEL | Butler Max Package includes: (1) iTempoPlus Square Control (2) AromaSteam Designer SteamHeads (1) Max Autoflush® (1) Max Condensation Pan (1) SteamLinx. For generator models MSSUPER4E to MSSUPER6E | 2450 | 1715 | 2019-04-01 | Yes | 23 | 36 | 12 | 12 | 36 x 12 x 12 | 23 | 36 | 12 | 12 | 36 x 12 x 12 | At the heart of this steam shower package is the classic iTempoPlus Control. Simple, elegant, and easy-to-use, the digital display allows easy yet precise programing of your steam shower features. Our MAX Packages make designing your large residential steam shower easy by providing everything you need, at a substantial discount | Set the perfect steam temperature for multiple users | ChromaSteam72 lighting & AromaSteam infusion | Never wonder what time , day or date it is in your SteamShower or bathroom | Manufactured in strong, durable and long lasting solid brass | Compliment any bathroom design with one of 11 designer finishes | [5 empty] | N/A | N/A | N/A | N/A | NO |  | All eSeries Max Generators | 103990-60; MSTS | N/A | N/A | https://cdn.intelligencebank.com/us/share/B3R/KeX0/21y6/original/steam-logo-white.jpg | https://cdn.intelligencebank.com/us/share/B3R/Ewl9/Lwdo/original/MSBUTLERXSQ-BN.jpg | N/A | N/A | https://vimeo.com/58153234 | https://vimeo.com/58153232 | https://vimeo.com/73313150 | N/A | http://prodrep.mrsteam.com/DocumentResources/d1f0ef4a-aa86-4f9f-b8e4-ceba8ace31f3.pdf | http://prodrep.mrsteam.com/DocumentResources/0468ef5a-0b97-439b-8fad-c2c296d89e6f.pdf | http://prodrep.mrsteam.com/DocumentResources/278f8bd4-e4dd-4dc6-bbf8-9b48e09be4aa.pdf |  | N/A | UNITED STATES | http://prodrep.mrsteam.com/DocumentResources/d6a61c17-60ee-4efc-b1ec-4fa4cb6c55b8.pdf | 72 HOURS | http://prodrep.mrsteam.com/DocumentResources/dcf45949-fdc5-42ac-b825-59f139ef9bff.pdf | http://prodrep.mrsteam.com/DocumentResources/56b4f5d3-b3ed-404c-8323-70b28c881ebc.pdf | http://prodrep.mrsteam.com/DocumentResources/fb82c221-da8d-4d90-ae1e-66670ba7542f.pdf | YES | Plastic; Metal | N/A | YES | N/A | YES | NO | YES | YES | YES | N/A | N/A | Wall-Mount | NO | 1; EA | NO | NO | NO | NO | PESTICIDE/AEROSOL: NO | CHEMICAL/SOLVENT: NO | Lead: No Mercury: No Silver: No Cadmium: No Chromium: No Barium: No Arsenic: No Selenium: No | PARCEL | 70 | N/A | N/A | N/A | N/A | N/A | N/A | N/A | N/A | HARDWIRED | N/A | N/A | N/A | NO | N/A | N/A | N/A | N/A | N/A | N/A | N/A | N/A | N/A | N/A | N/A | N/A | N/A | N/A | N/A | N/A | N/A | N/A | N/A | N/A | N/A | N/A | N/A | NO | YES | NO | 2017-06-24 | Mr. Steam Price Book 2017 | 2
MSBUTLERXSQ-MB | CONTROL PACKAGE | Butler | PENDING | Butler Max Package Square Matte Black | 767931917769 | 00767931917769 | MATTE BLACK | Butler Max Package includes: (1) iTempoPlus Square Control (2) AromaSteam Designer SteamHeads (1) Max Autoflush® (1) Max Condensation Pan (1) SteamLinx. For generator models MSSUPER4E to MSSUPER6E | 2450 | 1715 | 2019-04-01 | Yes | 23 | 36 | 12 | 12 | 36 x 12 x 12 | 23 | 36 | 12 | 12 | 36 x 12 x 12 | At the heart of this steam shower package is the classic iTempoPlus Control. Simple, elegant, and easy-to-use, the digital display allows easy yet precise programing of your steam shower features. Our MAX Packages make designing your large residential steam shower easy by providing everything you need, at a substantial discount | Set the perfect steam temperature for multiple users | ChromaSteam72 lighting & AromaSteam infusion | Never wonder what time , day or date it is in your SteamShower or bathroom | Manufactured in strong, durable and long lasting solid brass | Compliment any bathroom design with one of 11 designer finishes | [5 empty] | N/A | N/A | N/A | N/A | NO |  | All eSeries Max Generators | 103990-60; MSTS | N/A | N/A | https://cdn.intelligencebank.com/us/share/B3R/KeX0/21y6/original/steam-logo-white.jpg | https://cdn.intelligencebank.com/us/share/B3R/Ewl9/RM2R/original/MSBUTLERXSQ-MB.jpg | N/A | N/A | https://vimeo.com/58153234 | https://vimeo.com/58153232 | https://vimeo.com/73313150 | N/A | http://prodrep.mrsteam.com/DocumentResources/d1f0ef4a-aa86-4f9f-b8e4-ceba8ace31f3.pdf | http://prodrep.mrsteam.com/DocumentResources/0468ef5a-0b97-439b-8fad-c2c296d89e6f.pdf | http://prodrep.mrsteam.com/DocumentResources/278f8bd4-e4dd-4dc6-bbf8-9b48e09be4aa.pdf |  | N/A | UNITED STATES | http://prodrep.mrsteam.com/DocumentResources/d6a61c17-60ee-4efc-b1ec-4fa4cb6c55b8.pdf | 72 HOURS | http://prodrep.mrsteam.com/DocumentResources/dcf45949-fdc5-42ac-b825-59f139ef9bff.pdf | http://prodrep.mrsteam.com/DocumentResources/56b4f5d3-b3ed-404c-8323-70b28c881ebc.pdf | http://prodrep.mrsteam.com/DocumentResources/fb82c221-da8d-4d90-ae1e-66670ba7542f.pdf | YES | Plastic; Metal | N/A | YES | N/A | YES | NO | YES | YES | YES | N/A | N/A | Wall-Mount | NO | 1; EA | NO | NO | NO | NO | PESTICIDE/AEROSOL: NO | CHEMICAL/SOLVENT: NO | Lead: No Mercury: No Silver: No Cadmium: No Chromium: No Barium: No Arsenic: No Selenium: No | PARCEL | 70 | N/A | N/A | N/A | N/A | N/A | N/A | N/A | N/A | HARDWIRED | N/A | N/A | N/A | NO | N/A | N/A | N/A | N/A | N/A | N/A | N/A | N/A | N/A | N/A | N/A | N/A | N/A | N/A | N/A | N/A | N/A | N/A | N/A | N/A | N/A | N/A | N/A | NO | YES | NO | 2017-06-24 | Mr. Steam Price Book 2017 | 2
MSBUTLERXSQ-ORB | CONTROL PACKAGE | Butler | PENDING | Butler Max Package Square Oil Rubbed Bronze | 767931917776 | 00767931917776 | OIL RUBBED BRONZE | Butler Max Package includes: (1) iTempoPlus Square Control (2) AromaSteam Designer SteamHeads (1) Max Autoflush® (1) Max Condensation Pan (1) SteamLinx. For generator models MSSUPER4E to MSSUPER6E | 2450 | 1715 | 2019-04-01 | Yes | 23 | 36 | 12 | 12 | 36 x 12 x 12 | 23 | 36 | 12 | 12 | 36 x 12 x 12 | At the heart of this steam shower package is the classic iTempoPlus Control. Simple, elegant, and easy-to-use, the digital display allows easy yet precise programing of your steam shower features. Our MAX Packages make designing your large residential steam shower easy by providing everything you need, at a substantial discount | Set the perfect steam temperature for multiple users | ChromaSteam72 lighting & AromaSteam infusion | Never wonder what time , day or date it is in your SteamShower or bathroom | Manufactured in strong, durable and long lasting solid brass | Compliment any bathroom design with one of 11 designer finishes | [5 empty] | N/A | N/A | N/A | N/A | NO |  | All eSeries Max Generators | 103990-60; MSTS | N/A | N/A | https://cdn.intelligencebank.com/us/share/B3R/KeX0/21y6/original/steam-logo-white.jpg | https://cdn.intelligencebank.com/us/share/B3R/Ewl9/8wL6/original/MSBUTLERXSQ-ORB.jpg | N/A | N/A | https://vimeo.com/58153234 | https://vimeo.com/58153232 | https://vimeo.com/73313150 | N/A | http://prodrep.mrsteam.com/DocumentResources/d1f0ef4a-aa86-4f9f-b8e4-ceba8ace31f3.pdf | http://prodrep.mrsteam.com/DocumentResources/0468ef5a-0b97-439b-8fad-c2c296d89e6f.pdf | http://prodrep.mrsteam.com/DocumentResources/278f8bd4-e4dd-4dc6-bbf8-9b48e09be4aa.pdf |  | N/A | UNITED STATES | http://prodrep.mrsteam.com/DocumentResources/d6a61c17-60ee-4efc-b1ec-4fa4cb6c55b8.pdf | 72 HOURS | http://prodrep.mrsteam.com/DocumentResources/dcf45949-fdc5-42ac-b825-59f139ef9bff.pdf | http://prodrep.mrsteam.com/DocumentResources/56b4f5d3-b3ed-404c-8323-70b28c881ebc.pdf | http://prodrep.mrsteam.com/DocumentResources/fb82c221-da8d-4d90-ae1e-66670ba7542f.pdf | YES | Plastic; Metal | N/A | YES | N/A | YES | NO | YES | YES | YES | N/A | N/A | Wall-Mount | NO | 1; EA | NO | NO | NO | NO | PESTICIDE/AEROSOL: NO | CHEMICAL/SOLVENT: NO | Lead: No Mercury: No Silver: No Cadmium: No Chromium: No Barium: No Arsenic: No Selenium: No | PARCEL | 70 | N/A | N/A | N/A | N/A | N/A | N/A | N/A | N/A | HARDWIRED | N/A | N/A | N/A | NO | N/A | N/A | N/A | N/A | N/A | N/A | N/A | N/A | N/A | N/A | N/A | N/A | N/A | N/A | N/A | N/A | N/A | N/A | N/A | N/A | N/A | N/A | N/A | NO | YES | NO | 2017-06-24 | Mr. Steam Price Book 2017 | 2
MSBUTLERXSQ-PB | CONTROL PACKAGE | Butler | PENDING | Butler Max Package Square Polished Brass | 767931917783 | 00767931917783 | POLISHED BRASS | Butler Max Package includes: (1) iTempoPlus Square Control (2) AromaSteam Designer SteamHeads (1) Max Autoflush® (1) Max Condensation Pan (1) SteamLinx. For generator models MSSUPER4E to MSSUPER6E | 2450 | 1715 | 2019-04-01 | Yes | 23 | 36 | 12 | 12 | 36 x 12 x 12 | 23 | 36 | 12 | 12 | 36 x 12 x 12 | At the heart of this steam shower package is the classic iTempoPlus Control. Simple, elegant, and easy-to-use, the digital display allows easy yet precise programing of your steam shower features. Our MAX Packages make designing your large residential steam shower easy by providing everything you need, at a substantial discount | Set the perfect steam temperature for multiple users | ChromaSteam72 lighting & AromaSteam infusion | Never wonder what time , day or date it is in your SteamShower or bathroom | Manufactured in strong, durable and long lasting solid brass | Compliment any bathroom design with one of 11 designer finishes | [5 empty] | N/A | N/A | N/A | N/A | NO |  | All eSeries Max Generators | 103990-60; MSTS | N/A | N/A | https://cdn.intelligencebank.com/us/share/B3R/KeX0/21y6/original/steam-logo-white.jpg | https://cdn.intelligencebank.com/us/share/B3R/Ewl9/Ow6y/original/MSBUTLERXSQ-PB.jpg | N/A | N/A | https://vimeo.com/58153234 | https://vimeo.com/58153232 | https://vimeo.com/73313150 | N/A | http://prodrep.mrsteam.com/DocumentResources/d1f0ef4a-aa86-4f9f-b8e4-ceba8ace31f3.pdf | http://prodrep.mrsteam.com/DocumentResources/0468ef5a-0b97-439b-8fad-c2c296d89e6f.pdf | http://prodrep.mrsteam.com/DocumentResources/278f8bd4-e4dd-4dc6-bbf8-9b48e09be4aa.pdf |  | N/A | UNITED STATES | http://prodrep.mrsteam.com/DocumentResources/d6a61c17-60ee-4efc-b1ec-4fa4cb6c55b8.pdf | 72 HOURS | http://prodrep.mrsteam.com/DocumentResources/dcf45949-fdc5-42ac-b825-59f139ef9bff.pdf | http://prodrep.mrsteam.com/DocumentResources/56b4f5d3-b3ed-404c-8323-70b28c881ebc.pdf | http://prodrep.mrsteam.com/DocumentResources/fb82c221-da8d-4d90-ae1e-66670ba7542f.pdf | YES | Plastic; Metal | N/A | YES | N/A | YES | NO | YES | YES | YES | N/A | N/A | Wall-Mount | NO | 1; EA | NO | NO | NO | NO | PESTICIDE/AEROSOL: NO | CHEMICAL/SOLVENT: NO | Lead: No Mercury: No Silver: No Cadmium: No Chromium: No Barium: No Arsenic: No Selenium: No | PARCEL | 70 | N/A | N/A | N/A | N/A | N/A | N/A | N/A | N/A | HARDWIRED | N/A | N/A | N/A | NO | N/A | N/A | N/A | N/A | N/A | N/A | N/A | N/A | N/A | N/A | N/A | N/A | N/A | N/A | N/A | N/A | N/A | N/A | N/A | N/A | N/A | N/A | N/A | NO | YES | NO | 2017-06-24 | Mr. Steam Price Book 2017 | 2
MSBUTLERXSQ-PC | CONTROL PACKAGE | Butler | PENDING | Butler Max Package Square Polished Chrome | 767931917790 | 00767931917790 | POLISHED CHROME | Butler Max Package includes: (1) iTempoPlus Square Control (2) AromaSteam Designer SteamHeads (1) Max Autoflush® (1) Max Condensation Pan (1) SteamLinx. For generator models MSSUPER4E to MSSUPER6E | 2350 | 1645 | 2019-04-01 | Yes | 23 | 36 | 12 | 12 | 36 x 12 x 12 | 23 | 36 | 12 | 12 | 36 x 12 x 12 | At the heart of this steam shower package is the classic iTempoPlus Control. Simple, elegant, and easy-to-use, the digital display allows easy yet precise programing of your steam shower features. Our MAX Packages make designing your large residential steam shower easy by providing everything you need, at a substantial discount | Set the perfect steam temperature for multiple users | ChromaSteam72 lighting & AromaSteam infusion | Never wonder what time , day or date it is in your SteamShower or bathroom | Manufactured in strong, durable and long lasting solid brass | Compliment any bathroom design with one of 11 designer finishes | [5 empty] | N/A | N/A | N/A | N/A | NO |  | All eSeries Max Generators | 103990-60; MSTS | N/A | N/A | https://cdn.intelligencebank.com/us/share/B3R/KeX0/21y6/original/steam-logo-white.jpg | https://cdn.intelligencebank.com/us/share/B3R/Ewl9/aMJ7/original/MSBUTLERXSQ-PC.jpg | N/A | N/A | https://vimeo.com/58153234 | https://vimeo.com/58153232 | https://vimeo.com/73313150 | N/A | http://prodrep.mrsteam.com/DocumentResources/d1f0ef4a-aa86-4f9f-b8e4-ceba8ace31f3.pdf | http://prodrep.mrsteam.com/DocumentResources/0468ef5a-0b97-439b-8fad-c2c296d89e6f.pdf | http://prodrep.mrsteam.com/DocumentResources/278f8bd4-e4dd-4dc6-bbf8-9b48e09be4aa.pdf |  | N/A | UNITED STATES | http://prodrep.mrsteam.com/DocumentResources/d6a61c17-60ee-4efc-b1ec-4fa4cb6c55b8.pdf | 72 HOURS | http://prodrep.mrsteam.com/DocumentResources/dcf45949-fdc5-42ac-b825-59f139ef9bff.pdf | http://prodrep.mrsteam.com/DocumentResources/56b4f5d3-b3ed-404c-8323-70b28c881ebc.pdf | http://prodrep.mrsteam.com/DocumentResources/fb82c221-da8d-4d90-ae1e-66670ba7542f.pdf | YES | Plastic; Metal | N/A | YES | N/A | YES | NO | YES | YES | YES | N/A | N/A | Wall-Mount | NO | 1; EA | NO | NO | NO | NO | PESTICIDE/AEROSOL: NO | CHEMICAL/SOLVENT: NO | Lead: No Mercury: No Silver: No Cadmium: No Chromium: No Barium: No Arsenic: No Selenium: No | PARCEL | 70 | N/A | N/A | N/A | N/A | N/A | N/A | N/A | N/A | HARDWIRED | N/A | N/A | N/A | NO | N/A | N/A | N/A | N/A | N/A | N/A | N/A | N/A | N/A | N/A | N/A | N/A | N/A | N/A | N/A | N/A | N/A | N/A | N/A | N/A | N/A | N/A | N/A | NO | YES | NO | 2017-06-24 | Mr. Steam Price Book 2017 | 2
MSBUTLERXSQ-PN | CONTROL PACKAGE | Butler | PENDING | Butler Max Package Square Polished Nickel | 767931917806 | 00767931917806 | POLISHED NICKEL | Butler Max Package includes: (1) iTempoPlus Square Control (2) AromaSteam Designer SteamHeads (1) Max Autoflush® (1) Max Condensation Pan (1) SteamLinx. For generator models MSSUPER4E to MSSUPER6E | 2450 | 1715 | 2019-04-01 | Yes | 23 | 36 | 12 | 12 | 36 x 12 x 12 | 23 | 36 | 12 | 12 | 36 x 12 x 12 | At the heart of this steam shower package is the classic iTempoPlus Control. Simple, elegant, and easy-to-use, the digital display allows easy yet precise programing of your steam shower features. Our MAX Packages make designing your large residential steam shower easy by providing everything you need, at a substantial discount | Set the perfect steam temperature for multiple users | ChromaSteam72 lighting & AromaSteam infusion | Never wonder what time , day or date it is in your SteamShower or bathroom | Manufactured in strong, durable and long lasting solid brass | Compliment any bathroom design with one of 11 designer finishes | [5 empty] | N/A | N/A | N/A | N/A | NO |  | All eSeries Max Generators | 103990-60; MSTS | N/A | N/A | https://cdn.intelligencebank.com/us/share/B3R/KeX0/21y6/original/steam-logo-white.jpg | https://cdn.intelligencebank.com/us/share/B3R/Ewl9/Kw4d/original/MSBUTLERXSQ-PN.jpg | N/A | N/A | https://vimeo.com/58153234 | https://vimeo.com/58153232 | https://vimeo.com/73313150 | N/A | http://prodrep.mrsteam.com/DocumentResources/d1f0ef4a-aa86-4f9f-b8e4-ceba8ace31f3.pdf | http://prodrep.mrsteam.com/DocumentResources/0468ef5a-0b97-439b-8fad-c2c296d89e6f.pdf | http://prodrep.mrsteam.com/DocumentResources/278f8bd4-e4dd-4dc6-bbf8-9b48e09be4aa.pdf |  | N/A | UNITED STATES | http://prodrep.mrsteam.com/DocumentResources/d6a61c17-60ee-4efc-b1ec-4fa4cb6c55b8.pdf | 72 HOURS | http://prodrep.mrsteam.com/DocumentResources/dcf45949-fdc5-42ac-b825-59f139ef9bff.pdf | http://prodrep.mrsteam.com/DocumentResources/56b4f5d3-b3ed-404c-8323-70b28c881ebc.pdf | http://prodrep.mrsteam.com/DocumentResources/fb82c221-da8d-4d90-ae1e-66670ba7542f.pdf | YES | Plastic; Metal | N/A | YES | N/A | YES | NO | YES | YES | YES | N/A | N/A | Wall-Mount | NO | 1; EA | NO | NO | NO | NO | PESTICIDE/AEROSOL: NO | CHEMICAL/SOLVENT: NO | Lead: No Mercury: No Silver: No Cadmium: No Chromium: No Barium: No Arsenic: No Selenium: No | PARCEL | 70 | N/A | N/A | N/A | N/A | N/A | N/A | N/A | N/A | HARDWIRED | N/A | N/A | N/A | NO | N/A | N/A | N/A | N/A | N/A | N/A | N/A | N/A | N/A | N/A | N/A | N/A | N/A | N/A | N/A | N/A | N/A | N/A | N/A | N/A | N/A | N/A | N/A | NO | YES | NO | 2017-06-24 | Mr. Steam Price Book 2017 | 2
MSBUTLERXSQ-RAW | CONTROL PACKAGE | Butler | PENDING | Butler Max Package Square Un-plated | 767931917813 | 00767931917813 | CUSTOM PLATING | Butler Max Package includes: (1) iTempoPlus Square Control (2) AromaSteam Designer SteamHeads (1) Max Autoflush® (1) Max Condensation Pan (1) SteamLinx. For generator models MSSUPER4E to MSSUPER6E | 2450 | 1715 | 2019-04-01 | Yes | 23 | 36 | 12 | 12 | 36 x 12 x 12 | 23 | 36 | 12 | 12 | 36 x 12 x 12 | At the heart of this steam shower package is the classic iTempoPlus Control. Simple, elegant, and easy-to-use, the digital display allows easy yet precise programing of your steam shower features. Our MAX Packages make designing your large residential steam shower easy by providing everything you need, at a substantial discount | Set the perfect steam temperature for multiple users | ChromaSteam72 lighting & AromaSteam infusion | Never wonder what time , day or date it is in your SteamShower or bathroom | Manufactured in strong, durable and long lasting solid brass | Compliment any bathroom design with one of 11 designer finishes | [5 empty] | N/A | N/A | N/A | N/A | NO |  | All eSeries Max Generators | 103990-60; MSTS | N/A | N/A | https://cdn.intelligencebank.com/us/share/B3R/KeX0/21y6/original/steam-logo-white.jpg | https://cdn.intelligencebank.com/us/share/B3R/Ewl9/yKkw/original/MSBUTLERXSQ-RAW.jpg | N/A | N/A | https://vimeo.com/58153234 | https://vimeo.com/58153232 | https://vimeo.com/73313150 | N/A | http://prodrep.mrsteam.com/DocumentResources/d1f0ef4a-aa86-4f9f-b8e4-ceba8ace31f3.pdf | http://prodrep.mrsteam.com/DocumentResources/0468ef5a-0b97-439b-8fad-c2c296d89e6f.pdf | http://prodrep.mrsteam.com/DocumentResources/278f8bd4-e4dd-4dc6-bbf8-9b48e09be4aa.pdf |  | N/A | UNITED STATES | http://prodrep.mrsteam.com/DocumentResources/d6a61c17-60ee-4efc-b1ec-4fa4cb6c55b8.pdf | 72 HOURS | http://prodrep.mrsteam.com/DocumentResources/dcf45949-fdc5-42ac-b825-59f139ef9bff.pdf | http://prodrep.mrsteam.com/DocumentResources/56b4f5d3-b3ed-404c-8323-70b28c881ebc.pdf | http://prodrep.mrsteam.com/DocumentResources/fb82c221-da8d-4d90-ae1e-66670ba7542f.pdf | YES | Plastic; Metal | N/A | YES | N/A | YES | NO | YES | YES | YES | N/A | N/A | Wall-Mount | NO | 1; EA | NO | NO | NO | NO | PESTICIDE/AEROSOL: NO | CHEMICAL/SOLVENT: NO | Lead: No Mercury: No Silver: No Cadmium: No Chromium: No Barium: No Arsenic: No Selenium: No | PARCEL | 70 | N/A | N/A | N/A | N/A | N/A | N/A | N/A | N/A | HARDWIRED | N/A | N/A | N/A | NO | N/A | N/A | N/A | N/A | N/A | N/A | N/A | N/A | N/A | N/A | N/A | N/A | N/A | N/A | N/A | N/A | N/A | N/A | N/A | N/A | N/A | N/A | N/A | NO | YES | NO | 2017-06-24 | Mr. Steam Price Book 2017 | 2
MSBUTLERXSQ-SB | CONTROL PACKAGE | Butler | PENDING | Butler Max Package Square Satin Brass | 767931917820 | 00767931917820 | SATIN BRASS | Butler Max Package includes: (1) iTempoPlus Square Control (2) AromaSteam Designer SteamHeads (1) Max Autoflush® (1) Max Condensation Pan (1) SteamLinx. For generator models MSSUPER4E to MSSUPER6E | 2450 | 1715 | 2019-04-01 | Yes | 23 | 36 | 12 | 12 | 36 x 12 x 12 | 23 | 36 | 12 | 12 | 36 x 12 x 12 | At the heart of this steam shower package is the classic iTempoPlus Control. Simple, elegant, and easy-to-use, the digital display allows easy yet precise programing of your steam shower features. Our MAX Packages make designing your large residential steam shower easy by providing everything you need, at a substantial discount | Set the perfect steam temperature for multiple users | ChromaSteam72 lighting & AromaSteam infusion | Never wonder what time , day or date it is in your SteamShower or bathroom | Manufactured in strong, durable and long lasting solid brass | Compliment any bathroom design with one of 11 designer finishes | [5 empty] | N/A | N/A | N/A | N/A | NO |  | All eSeries Max Generators | 103990-60; MSTS | N/A | N/A | https://cdn.intelligencebank.com/us/share/B3R/KeX0/21y6/original/steam-logo-white.jpg | https://cdn.intelligencebank.com/us/share/B3R/Ewl9/aM2Z/original/MSBUTLERXSQ-SB.jpg | N/A | N/A | https://vimeo.com/58153234 | https://vimeo.com/58153232 | https://vimeo.com/73313150 | N/A | http://prodrep.mrsteam.com/DocumentResources/d1f0ef4a-aa86-4f9f-b8e4-ceba8ace31f3.pdf | http://prodrep.mrsteam.com/DocumentResources/0468ef5a-0b97-439b-8fad-c2c296d89e6f.pdf | http://prodrep.mrsteam.com/DocumentResources/278f8bd4-e4dd-4dc6-bbf8-9b48e09be4aa.pdf |  | N/A | UNITED STATES | http://prodrep.mrsteam.com/DocumentResources/d6a61c17-60ee-4efc-b1ec-4fa4cb6c55b8.pdf | 72 HOURS | http://prodrep.mrsteam.com/DocumentResources/dcf45949-fdc5-42ac-b825-59f139ef9bff.pdf | http://prodrep.mrsteam.com/DocumentResources/56b4f5d3-b3ed-404c-8323-70b28c881ebc.pdf | http://prodrep.mrsteam.com/DocumentResources/fb82c221-da8d-4d90-ae1e-66670ba7542f.pdf | YES | Plastic; Metal | N/A | YES | N/A | YES | NO | YES | YES | YES | N/A | N/A | Wall-Mount | NO | 1; EA | NO | NO | NO | NO | PESTICIDE/AEROSOL: NO | CHEMICAL/SOLVENT: NO | Lead: No Mercury: No Silver: No Cadmium: No Chromium: No Barium: No Arsenic: No Selenium: No | PARCEL | 70 | N/A | N/A | N/A | N/A | N/A | N/A | N/A | N/A | HARDWIRED | N/A | N/A | N/A | NO | N/A | N/A | N/A | N/A | N/A | N/A | N/A | N/A | N/A | N/A | N/A | N/A | N/A | N/A | N/A | N/A | N/A | N/A | N/A | N/A | N/A | N/A | N/A | NO | YES | NO | 2017-06-24 | Mr. Steam Price Book 2017 | 2
MSBUTLERXSQ-WH | CONTROL PACKAGE | Butler | PENDING | Butler Max Package Square in White | 767931917837 | 00767931917837 | WHITE | Butler Max Package includes: (1) iTempoPlus Square Control (2) AromaSteam Designer SteamHeads (1) Max Autoflush® (1) Max Condensation Pan (1) SteamLinx. For generator models MX4E to MX6E | 2450 | 1715 | 2019-04-01 | Yes | 23 | 36 | 12 | 12 | 36 x 12 x 12 | 23 | 36 | 12 | 12 | 36 x 12 x 12 | At the heart of this steam shower package is the classic iTempoPlus Control. Simple, elegant, and easy-to-use, the digital display allows easy yet precise programing of your steam shower features. Our MAX Packages make designing your large residential steam shower easy by providing everything you need, at a substantial discount | Set the perfect steam temperature for multiple users | ChromaSteam72 lighting & AromaSteam infusion | Never wonder what time , day or date it is in your SteamShower or bathroom | Manufactured in strong, durable and long lasting solid brass | Compliment any bathroom design with one of 11 designer finishes | [5 empty] | N/A | N/A | N/A | N/A | NO |  | All eSeries Max Generators | 103990-60; MSTS | N/A | N/A | https://cdn.intelligencebank.com/us/share/B3R/KeX0/21y6/original/steam-logo-white.jpg | https://cdn.intelligencebank.com/us/share/B3R/Ewl9/PMYG/original/MSBUTLERXSQ-WH.jpg | N/A | N/A | https://vimeo.com/58153234 | https://vimeo.com/58153232 | https://vimeo.com/73313150 | N/A | http://prodrep.mrsteam.com/DocumentResources/d1f0ef4a-aa86-4f9f-b8e4-ceba8ace31f3.pdf | http://prodrep.mrsteam.com/DocumentResources/0468ef5a-0b97-439b-8fad-c2c296d89e6f.pdf | http://prodrep.mrsteam.com/DocumentResources/278f8bd4-e4dd-4dc6-bbf8-9b48e09be4aa.pdf |  | N/A | UNITED STATES | http://prodrep.mrsteam.com/DocumentResources/d6a61c17-60ee-4efc-b1ec-4fa4cb6c55b8.pdf | 72 HOURS | http://prodrep.mrsteam.com/DocumentResources/dcf45949-fdc5-42ac-b825-59f139ef9bff.pdf | http://prodrep.mrsteam.com/DocumentResources/56b4f5d3-b3ed-404c-8323-70b28c881ebc.pdf | http://prodrep.mrsteam.com/DocumentResources/fb82c221-da8d-4d90-ae1e-66670ba7542f.pdf | YES | Plastic; Metal | N/A | YES | N/A | YES | NO | YES | YES | YES | N/A | N/A | Wall-Mount | NO | 1; EA | NO | NO | NO | NO | PESTICIDE/AEROSOL: NO | CHEMICAL/SOLVENT: NO | Lead: No Mercury: No Silver: No Cadmium: No Chromium: No Barium: No Arsenic: No Selenium: No | PARCEL | 70 | N/A | N/A | N/A | N/A | N/A | N/A | N/A | N/A | HARDWIRED | N/A | N/A | N/A | NO | N/A | N/A | N/A | N/A | N/A | N/A | N/A | N/A | N/A | N/A | N/A | N/A | N/A | N/A | N/A | N/A | N/A | N/A | N/A | N/A | N/A | N/A | N/A | NO | YES | NO | 2017-06-24 | Mr. Steam Price Book 2017 | 2
BUTLERLXRBB | CONTROL PACKAGE | Butler | PENDING | Butler Max Linear Package Round Brushed Bronze | 767931917844 | 00767931917844 | BRUSHED BRONZE | Butler Max Package includes: (1) iTempoPlus Round Control (2) 16" Linear SteamHeads (1) Max Autoflush® (1) Max Condensation Pan (1) SteamLinx. For generator models MSSUPER4E to MSSUPER6E | 2650 | 1855 | 2019-04-01 | Yes | 27 | 36 | 12 | 12 | 36 x 12 x 12 | 27 | 36 | 12 | 12 | 36 x 12 x 12 | At the heart of steam shower package is the classic iTempoPlus Control. Simple, elegant, and easy-to-use, the digital display allows easy yet precise programing of your steam shower features. Also included is our whisper-quiet, award-winning Linear SteamHead. Our MAX Packages make designing your large residential steam shower easy by providing everything you need, at a substantial discount. | Set the perfect steam temperature for multiple users | ChromaSteam72 lighting & AromaSteam infusion | Never wonder what time , day or date it is in your SteamShower or bathroom | Manufactured in strong, durable and long lasting solid brass | Compliment any bathroom design with one of 11 designer finishes | [5 empty] | N/A | N/A | N/A | N/A | NO |  | All eSeries Max Generators | 103990-60; MSTS | N/A | N/A | https://cdn.intelligencebank.com/us/share/B3R/KeX0/21y6/original/steam-logo-white.jpg | http://public2.intelligencebank.com/e2c56f829e1e5d82347c365bf31980f6/d48c5415d56df733404eb4c3eaa50bba/BUTLERLXRBB.jpg | N/A | N/A | https://vimeo.com/58153234 | https://vimeo.com/58153232 | https://vimeo.com/73313150 | N/A | http://prodrep.mrsteam.com/DocumentResources/d1f0ef4a-aa86-4f9f-b8e4-ceba8ace31f3.pdf | http://prodrep.mrsteam.com/DocumentResources/0468ef5a-0b97-439b-8fad-c2c296d89e6f.pdf | http://prodrep.mrsteam.com/DocumentResources/278f8bd4-e4dd-4dc6-bbf8-9b48e09be4aa.pdf |  | N/A | UNITED STATES | http://prodrep.mrsteam.com/DocumentResources/d6a61c17-60ee-4efc-b1ec-4fa4cb6c55b8.pdf | 72 HOURS | http://prodrep.mrsteam.com/DocumentResources/dcf45949-fdc5-42ac-b825-59f139ef9bff.pdf | http://prodrep.mrsteam.com/DocumentResources/8bf052a3-f84c-4d5c-8879-98139ab53742.pdf | http://prodrep.mrsteam.com/DocumentResources/fb82c221-da8d-4d90-ae1e-66670ba7542f.pdf | YES | Plastic; Metal | N/A | YES | N/A | YES | NO | YES | YES | YES | N/A | N/A | Wall-Mount | NO | 1; EA | NO | NO | NO | NO | PESTICIDE/AEROSOL: NO | CHEMICAL/SOLVENT: NO | Lead: No Mercury: No Silver: No Cadmium: No Chromium: No Barium: No Arsenic: No Selenium: No | PARCEL | 70 | N/A | N/A | N/A | N/A | N/A | N/A | N/A | N/A | HARDWIRED | N/A | N/A | N/A | NO | N/A | N/A | N/A | N/A | N/A | N/A | N/A | N/A | N/A | N/A | N/A | N/A | N/A | N/A | N/A | N/A | N/A | N/A | N/A | N/A | N/A | N/A | N/A | NO | YES | NO | 2017-06-24 | Mr. Steam Price Book 2017 | 2
BUTLERLXRBK | CONTROL PACKAGE | Butler | PENDING | Butler Max Linear Package Round Black | 767931917851 | 00767931917851 | BLACK | Butler Max Package includes: (1) iTempoPlus Round Control (2) 16" Linear SteamHeads (1) Max Autoflush® (1) Max Condensation Pan (1) SteamLinx. For generator models MX4E to MX6E | 2650 | 1855 | 2019-04-01 | Yes | 27 | 36 | 12 | 12 | 36 x 12 x 12 | 27 | 36 | 12 | 12 | 36 x 12 x 12 | At the heart of steam shower package is the classic iTempoPlus Control. Simple, elegant, and easy-to-use, the digital display allows easy yet precise programing of your steam shower features. Also included is our whisper-quiet, award-winning Linear SteamHead. Our MAX Packages make designing your large residential steam shower easy by providing everything you need, at a substantial discount. | Set the perfect steam temperature for multiple users | ChromaSteam72 lighting & AromaSteam infusion | Never wonder what time , day or date it is in your SteamShower or bathroom | Manufactured in strong, durable and long lasting solid brass | Compliment any bathroom design with one of 11 designer finishes | [5 empty] | N/A | N/A | N/A | N/A | NO |  | All eSeries Max Generators | 103990-60; MSTS | N/A | N/A | https://cdn.intelligencebank.com/us/share/B3R/KeX0/21y6/original/steam-logo-white.jpg | http://public2.intelligencebank.com/e2c56f829e1e5d82347c365bf31980f6/3af30d1844ef489d718c51ada8c295d0/BUTLERLXRBK.jpg | N/A | N/A | https://vimeo.com/58153234 | https://vimeo.com/58153232 | https://vimeo.com/73313150 | N/A | http://prodrep.mrsteam.com/DocumentResources/d1f0ef4a-aa86-4f9f-b8e4-ceba8ace31f3.pdf | http://prodrep.mrsteam.com/DocumentResources/0468ef5a-0b97-439b-8fad-c2c296d89e6f.pdf | http://prodrep.mrsteam.com/DocumentResources/278f8bd4-e4dd-4dc6-bbf8-9b48e09be4aa.pdf |  | N/A | UNITED STATES | http://prodrep.mrsteam.com/DocumentResources/d6a61c17-60ee-4efc-b1ec-4fa4cb6c55b8.pdf | 72 HOURS | http://prodrep.mrsteam.com/DocumentResources/dcf45949-fdc5-42ac-b825-59f139ef9bff.pdf | http://prodrep.mrsteam.com/DocumentResources/8bf052a3-f84c-4d5c-8879-98139ab53742.pdf | http://prodrep.mrsteam.com/DocumentResources/fb82c221-da8d-4d90-ae1e-66670ba7542f.pdf | YES | Plastic; Metal | N/A | YES | N/A | YES | NO | YES | YES | YES | N/A | N/A | Wall-Mount | NO | 1; EA | NO | NO | NO | NO | PESTICIDE/AEROSOL: NO | CHEMICAL/SOLVENT: NO | Lead: No Mercury: No Silver: No Cadmium: No Chromium: No Barium: No Arsenic: No Selenium: No | PARCEL | 70 | N/A | N/A | N/A | N/A | N/A | N/A | N/A | N/A | HARDWIRED | N/A | N/A | N/A | NO | N/A | N/A | N/A | N/A | N/A | N/A | N/A | N/A | N/A | N/A | N/A | N/A | N/A | N/A | N/A | N/A | N/A | N/A | N/A | N/A | N/A | N/A | N/A | NO | YES | NO | 2017-06-24 | Mr. Steam Price Book 2017 | 2
BUTLERLXRBN | CONTROL PACKAGE | Butler | PENDING | Butler Max Linear Package Round Brushed Nickel | 767931917868 | 00767931917868 | BRUSHED NICKEL | Butler Max Package includes: (1) iTempoPlus Round Control (2) 16" Linear SteamHeads (1) Max Autoflush® (1) Max Condensation Pan (1) SteamLinx. For generator models MSSUPER4E to MSSUPER6E | 2650 | 1855 | 2019-04-01 | Yes | 27 | 36 | 12 | 12 | 36 x 12 x 12 | 27 | 36 | 12 | 12 | 36 x 12 x 12 | At the heart of steam shower package is the classic iTempoPlus Control. Simple, elegant, and easy-to-use, the digital display allows easy yet precise programing of your steam shower features. Also included is our whisper-quiet, award-winning Linear SteamHead. Our MAX Packages make designing your large residential steam shower easy by providing everything you need, at a substantial discount. | Set the perfect steam temperature for multiple users | ChromaSteam72 lighting & AromaSteam infusion | Never wonder what time , day or date it is in your SteamShower or bathroom | Manufactured in strong, durable and long lasting solid brass | Compliment any bathroom design with one of 11 designer finishes | [5 empty] | N/A | N/A | N/A | N/A | NO |  | All eSeries Max Generators | 103990-60; MSTS | N/A | N/A | https://cdn.intelligencebank.com/us/share/B3R/KeX0/21y6/original/steam-logo-white.jpg | http://public2.intelligencebank.com/e2c56f829e1e5d82347c365bf31980f6/1c26bb18c6212612c939e6206d36d8cf/BUTLERLXRBN.jpg | N/A | N/A | https://vimeo.com/58153234 | https://vimeo.com/58153232 | https://vimeo.com/73313150 | N/A | http://prodrep.mrsteam.com/DocumentResources/d1f0ef4a-aa86-4f9f-b8e4-ceba8ace31f3.pdf | http://prodrep.mrsteam.com/DocumentResources/0468ef5a-0b97-439b-8fad-c2c296d89e6f.pdf | http://prodrep.mrsteam.com/DocumentResources/278f8bd4-e4dd-4dc6-bbf8-9b48e09be4aa.pdf |  | N/A | UNITED STATES | http://prodrep.mrsteam.com/DocumentResources/d6a61c17-60ee-4efc-b1ec-4fa4cb6c55b8.pdf | 72 HOURS | http://prodrep.mrsteam.com/DocumentResources/dcf45949-fdc5-42ac-b825-59f139ef9bff.pdf | http://prodrep.mrsteam.com/DocumentResources/8bf052a3-f84c-4d5c-8879-98139ab53742.pdf | http://prodrep.mrsteam.com/DocumentResources/fb82c221-da8d-4d90-ae1e-66670ba7542f.pdf | YES | Plastic; Metal | N/A | YES | N/A | YES | NO | YES | YES | YES | N/A | N/A | Wall-Mount | NO | 1; EA | NO | NO | NO | NO | PESTICIDE/AEROSOL: NO | CHEMICAL/SOLVENT: NO | Lead: No Mercury: No Silver: No Cadmium: No Chromium: No Barium: No Arsenic: No Selenium: No | PARCEL | 70 | N/A | N/A | N/A | N/A | N/A | N/A | N/A | N/A | HARDWIRED | N/A | N/A | N/A | NO | N/A | N/A | N/A | N/A | N/A | N/A | N/A | N/A | N/A | N/A | N/A | N/A | N/A | N/A | N/A | N/A | N/A | N/A | N/A | N/A | N/A | N/A | N/A | NO | YES | NO | 2017-06-24 | Mr. Steam Price Book 2017 | 2
BUTLERLXRMB | CONTROL PACKAGE | Butler | PENDING | Butler Max Linear Package Round Matte Black | 767931917875 | 00767931917875 | MATTE BLACK | Butler Max Package includes: (1) iTempoPlus Round Control (2) 16" Linear SteamHeads (1) Max Autoflush® (1) Max Condensation Pan (1) SteamLinx. For generator models MX4E to MX6E | 2650 | 1855 | 2019-04-01 | Yes | 27 | 36 | 12 | 12 | 36 x 12 x 12 | 27 | 36 | 12 | 12 | 36 x 12 x 12 | At the heart of steam shower package is the classic iTempoPlus Control. Simple, elegant, and easy-to-use, the digital display allows easy yet precise programing of your steam shower features. Also included is our whisper-quiet, award-winning Linear SteamHead. Our MAX Packages make designing your large residential steam shower easy by providing everything you need, at a substantial discount. | Set the perfect steam temperature for multiple users | ChromaSteam72 lighting & AromaSteam infusion | Never wonder what time , day or date it is in your SteamShower or bathroom | Manufactured in strong, durable and long lasting solid brass | Compliment any bathroom design with one of 11 designer finishes | [5 empty] | N/A | N/A | N/A | N/A | NO |  | All eSeries Max Generators | 103990-60; MSTS | N/A | N/A | https://cdn.intelligencebank.com/us/share/B3R/KeX0/21y6/original/steam-logo-white.jpg | http://public2.intelligencebank.com/e2c56f829e1e5d82347c365bf31980f6/0145ae303c68dc13a7bd60a5f908f185/BUTLERLXRMB.jpg | N/A | N/A | https://vimeo.com/58153234 | https://vimeo.com/58153232 | https://vimeo.com/73313150 | N/A | http://prodrep.mrsteam.com/DocumentResources/d1f0ef4a-aa86-4f9f-b8e4-ceba8ace31f3.pdf | http://prodrep.mrsteam.com/DocumentResources/0468ef5a-0b97-439b-8fad-c2c296d89e6f.pdf | http://prodrep.mrsteam.com/DocumentResources/278f8bd4-e4dd-4dc6-bbf8-9b48e09be4aa.pdf |  | N/A | UNITED STATES | http://prodrep.mrsteam.com/DocumentResources/d6a61c17-60ee-4efc-b1ec-4fa4cb6c55b8.pdf | 72 HOURS | http://prodrep.mrsteam.com/DocumentResources/dcf45949-fdc5-42ac-b825-59f139ef9bff.pdf | http://prodrep.mrsteam.com/DocumentResources/8bf052a3-f84c-4d5c-8879-98139ab53742.pdf | http://prodrep.mrsteam.com/DocumentResources/fb82c221-da8d-4d90-ae1e-66670ba7542f.pdf | YES | Plastic; Metal | N/A | YES | N/A | YES | NO | YES | YES | YES | N/A | N/A | Wall-Mount | NO | 1; EA | NO | NO | NO | NO | PESTICIDE/AEROSOL: NO | CHEMICAL/SOLVENT: NO | Lead: No Mercury: No Silver: No Cadmium: No Chromium: No Barium: No Arsenic: No Selenium: No | PARCEL | 70 | N/A | N/A | N/A | N/A | N/A | N/A | N/A | N/A | HARDWIRED | N/A | N/A | N/A | NO | N/A | N/A | N/A | N/A | N/A | N/A | N/A | N/A | N/A | N/A | N/A | N/A | N/A | N/A | N/A | N/A | N/A | N/A | N/A | N/A | N/A | N/A | N/A | NO | YES | NO | 2017-06-24 | Mr. Steam Price Book 2017 | 2
BUTLERLXRORB | CONTROL PACKAGE | Butler | PENDING | Butler Max Linear Package Round Oil Rubbed Bronze | 767931917882 | 00767931917882 | OIL RUBBED BRONZE | Butler Max Package includes: (1) iTempoPlus Round Control (2) 16" Linear SteamHeads (1) Max Autoflush® (1) Max Condensation Pan (1) SteamLinx. For generator models MSSUPER4E to MSSUPER6E | 2650 | 1855 | 2019-04-01 | Yes | 27 | 36 | 12 | 12 | 36 x 12 x 12 | 27 | 36 | 12 | 12 | 36 x 12 x 12 | At the heart of steam shower package is the classic iTempoPlus Control. Simple, elegant, and easy-to-use, the digital display allows easy yet precise programing of your steam shower features. Also included is our whisper-quiet, award-winning Linear SteamHead. Our MAX Packages make designing your large residential steam shower easy by providing everything you need, at a substantial discount. | Set the perfect steam temperature for multiple users | ChromaSteam72 lighting & AromaSteam infusion | Never wonder what time , day or date it is in your SteamShower or bathroom | Manufactured in strong, durable and long lasting solid brass | Compliment any bathroom design with one of 11 designer finishes | [5 empty] | N/A | N/A | N/A | N/A | NO |  | All eSeries Max Generators | 103990-60; MSTS | N/A | N/A | https://cdn.intelligencebank.com/us/share/B3R/KeX0/21y6/original/steam-logo-white.jpg | http://public2.intelligencebank.com/e2c56f829e1e5d82347c365bf31980f6/501d20cd6f1857cdd59468353079474b/BUTLERLXRORB.jpg | N/A | N/A | https://vimeo.com/58153234 | https://vimeo.com/58153232 | https://vimeo.com/73313150 | N/A | http://prodrep.mrsteam.com/DocumentResources/d1f0ef4a-aa86-4f9f-b8e4-ceba8ace31f3.pdf | http://prodrep.mrsteam.com/DocumentResources/0468ef5a-0b97-439b-8fad-c2c296d89e6f.pdf | http://prodrep.mrsteam.com/DocumentResources/278f8bd4-e4dd-4dc6-bbf8-9b48e09be4aa.pdf |  | N/A | UNITED STATES | http://prodrep.mrsteam.com/DocumentResources/d6a61c17-60ee-4efc-b1ec-4fa4cb6c55b8.pdf | 72 HOURS | http://prodrep.mrsteam.com/DocumentResources/dcf45949-fdc5-42ac-b825-59f139ef9bff.pdf | http://prodrep.mrsteam.com/DocumentResources/8bf052a3-f84c-4d5c-8879-98139ab53742.pdf | http://prodrep.mrsteam.com/DocumentResources/fb82c221-da8d-4d90-ae1e-66670ba7542f.pdf | YES | Plastic; Metal | N/A | YES | N/A | YES | NO | YES | YES | YES | N/A | N/A | Wall-Mount | NO | 1; EA | NO | NO | NO | NO | PESTICIDE/AEROSOL: NO | CHEMICAL/SOLVENT: NO | Lead: No Mercury: No Silver: No Cadmium: No Chromium: No Barium: No Arsenic: No Selenium: No | PARCEL | 70 | N/A | N/A | N/A | N/A | N/A | N/A | N/A | N/A | HARDWIRED | N/A | N/A | N/A | NO | N/A | N/A | N/A | N/A | N/A | N/A | N/A | N/A | N/A | N/A | N/A | N/A | N/A | N/A | N/A | N/A | N/A | N/A | N/A | N/A | N/A | N/A | N/A | NO | YES | NO | 2017-06-24 | Mr. Steam Price Book 2017 | 2
BUTLERLXRPB | CONTROL PACKAGE | Butler | PENDING | Butler Max Linear Package Round Polished Brass | 767931917899 | 00767931917899 | POLISHED BRASS | Butler Max Package includes: (1) iTempoPlus Round Control (2) 16" Linear SteamHeads (1) Max Autoflush® (1) Max Condensation Pan (1) SteamLinx. For generator models MSSUPER4E to MSSUPER6E | 2650 | 1855 | 2019-04-01 | Yes | 27 | 36 | 12 | 12 | 36 x 12 x 12 | 27 | 36 | 12 | 12 | 36 x 12 x 12 | At the heart of steam shower package is the classic iTempoPlus Control. Simple, elegant, and easy-to-use, the digital display allows easy yet precise programing of your steam shower features. Also included is our whisper-quiet, award-winning Linear SteamHead. Our MAX Packages make designing your large residential steam shower easy by providing everything you need, at a substantial discount. | Set the perfect steam temperature for multiple users | ChromaSteam72 lighting & AromaSteam infusion | Never wonder what time , day or date it is in your SteamShower or bathroom | Manufactured in strong, durable and long lasting solid brass | Compliment any bathroom design with one of 11 designer finishes | [5 empty] | N/A | N/A | N/A | N/A | NO |  | All eSeries Max Generators | 103990-60; MSTS | N/A | N/A | https://cdn.intelligencebank.com/us/share/B3R/KeX0/21y6/original/steam-logo-white.jpg | http://public2.intelligencebank.com/e2c56f829e1e5d82347c365bf31980f6/bedc4d4792c9221c77b3269709c9b655/BUTLERLXRPB.jpg | N/A | N/A | https://vimeo.com/58153234 | https://vimeo.com/58153232 | https://vimeo.com/73313150 | N/A | http://prodrep.mrsteam.com/DocumentResources/d1f0ef4a-aa86-4f9f-b8e4-ceba8ace31f3.pdf | http://prodrep.mrsteam.com/DocumentResources/0468ef5a-0b97-439b-8fad-c2c296d89e6f.pdf | http://prodrep.mrsteam.com/DocumentResources/278f8bd4-e4dd-4dc6-bbf8-9b48e09be4aa.pdf |  | N/A | UNITED STATES | http://prodrep.mrsteam.com/DocumentResources/d6a61c17-60ee-4efc-b1ec-4fa4cb6c55b8.pdf | 72 HOURS | http://prodrep.mrsteam.com/DocumentResources/dcf45949-fdc5-42ac-b825-59f139ef9bff.pdf | http://prodrep.mrsteam.com/DocumentResources/8bf052a3-f84c-4d5c-8879-98139ab53742.pdf | http://prodrep.mrsteam.com/DocumentResources/fb82c221-da8d-4d90-ae1e-66670ba7542f.pdf | YES | Plastic; Metal | N/A | YES | N/A | YES | NO | YES | YES | YES | N/A | N/A | Wall-Mount | NO | 1; EA | NO | NO | NO | NO | PESTICIDE/AEROSOL: NO | CHEMICAL/SOLVENT: NO | Lead: No Mercury: No Silver: No Cadmium: No Chromium: No Barium: No Arsenic: No Selenium: No | PARCEL | 70 | N/A | N/A | N/A | N/A | N/A | N/A | N/A | N/A | HARDWIRED | N/A | N/A | N/A | NO | N/A | N/A | N/A | N/A | N/A | N/A | N/A | N/A | N/A | N/A | N/A | N/A | N/A | N/A | N/A | N/A | N/A | N/A | N/A | N/A | N/A | N/A | N/A | NO | YES | NO | 2017-06-24 | Mr. Steam Price Book 2017 | 2
BUTLERLXRPC | CONTROL PACKAGE | Butler | PENDING | Butler Max Linear Package Round Polished Chrome | 767931917905 | 00767931917905 | POLISHED CHROME | Butler Max Package includes: (1) iTempoPlus Round Control (2) 16" Linear SteamHeads (1) Max Autoflush® (1) Max Condensation Pan (1) SteamLinx. For generator models MSSUPER4E to MSSUPER6E | 2550 | 1785 | 2019-04-01 | Yes | 27 | 36 | 12 | 12 | 36 x 12 x 12 | 27 | 36 | 12 | 12 | 36 x 12 x 12 | At the heart of steam shower package is the classic iTempoPlus Control. Simple, elegant, and easy-to-use, the digital display allows easy yet precise programing of your steam shower features. Also included is our whisper-quiet, award-winning Linear SteamHead. Our MAX Packages make designing your large residential steam shower easy by providing everything you need, at a substantial discount. | Set the perfect steam temperature for multiple users | ChromaSteam72 lighting & AromaSteam infusion | Never wonder what time , day or date it is in your SteamShower or bathroom | Manufactured in strong, durable and long lasting solid brass | Compliment any bathroom design with one of 11 designer finishes | [5 empty] | N/A | N/A | N/A | N/A | NO |  | All eSeries Max Generators | 103990-60; MSTS | N/A | N/A | https://cdn.intelligencebank.com/us/share/B3R/KeX0/21y6/original/steam-logo-white.jpg | http://public2.intelligencebank.com/e2c56f829e1e5d82347c365bf31980f6/572c3f35796c3a46653187f8b8aa2815/BUTLERLXRPC.jpg | N/A | N/A | https://vimeo.com/58153234 | https://vimeo.com/58153232 | https://vimeo.com/73313150 | N/A | http://prodrep.mrsteam.com/DocumentResources/d1f0ef4a-aa86-4f9f-b8e4-ceba8ace31f3.pdf | http://prodrep.mrsteam.com/DocumentResources/0468ef5a-0b97-439b-8fad-c2c296d89e6f.pdf | http://prodrep.mrsteam.com/DocumentResources/278f8bd4-e4dd-4dc6-bbf8-9b48e09be4aa.pdf |  | N/A | UNITED STATES | http://prodrep.mrsteam.com/DocumentResources/d6a61c17-60ee-4efc-b1ec-4fa4cb6c55b8.pdf | 72 HOURS | http://prodrep.mrsteam.com/DocumentResources/dcf45949-fdc5-42ac-b825-59f139ef9bff.pdf | http://prodrep.mrsteam.com/DocumentResources/8bf052a3-f84c-4d5c-8879-98139ab53742.pdf | http://prodrep.mrsteam.com/DocumentResources/fb82c221-da8d-4d90-ae1e-66670ba7542f.pdf | YES | Plastic; Metal | N/A | YES | N/A | YES | NO | YES | YES | YES | N/A | N/A | Wall-Mount | NO | 1; EA | NO | NO | NO | NO | PESTICIDE/AEROSOL: NO | CHEMICAL/SOLVENT: NO | Lead: No Mercury: No Silver: No Cadmium: No Chromium: No Barium: No Arsenic: No Selenium: No | PARCEL | 70 | N/A | N/A | N/A | N/A | N/A | N/A | N/A | N/A | HARDWIRED | N/A | N/A | N/A | NO | N/A | N/A | N/A | N/A | N/A | N/A | N/A | N/A | N/A | N/A | N/A | N/A | N/A | N/A | N/A | N/A | N/A | N/A | N/A | N/A | N/A | N/A | N/A | NO | YES | NO | 2017-06-24 | Mr. Steam Price Book 2017 | 2
BUTLERLXRPN | CONTROL PACKAGE | Butler | PENDING | Butler Max Linear Package Round Polished Nickel | 767931917912 | 00767931917912 | POLISHED NICKEL | Butler Max Package includes: (1) iTempoPlus Round Control (2) 16" Linear SteamHeads (1) Max Autoflush® (1) Max Condensation Pan (1) SteamLinx. For generator models MSSUPER4E to MSSUPER6E | 2650 | 1855 | 2019-04-01 | Yes | 27 | 36 | 12 | 12 | 36 x 12 x 12 | 27 | 36 | 12 | 12 | 36 x 12 x 12 | At the heart of steam shower package is the classic iTempoPlus Control. Simple, elegant, and easy-to-use, the digital display allows easy yet precise programing of your steam shower features. Also included is our whisper-quiet, award-winning Linear SteamHead. Our MAX Packages make designing your large residential steam shower easy by providing everything you need, at a substantial discount. | Set the perfect steam temperature for multiple users | ChromaSteam72 lighting & AromaSteam infusion | Never wonder what time , day or date it is in your SteamShower or bathroom | Manufactured in strong, durable and long lasting solid brass | Compliment any bathroom design with one of 11 designer finishes | [5 empty] | N/A | N/A | N/A | N/A | NO |  | All eSeries Max Generators | 103990-60; MSTS | N/A | N/A | https://cdn.intelligencebank.com/us/share/B3R/KeX0/21y6/original/steam-logo-white.jpg | http://public2.intelligencebank.com/e2c56f829e1e5d82347c365bf31980f6/b24620f29b604124b8f32d5b8b96102c/BUTLERLXRPN.jpg | N/A | N/A | https://vimeo.com/58153234 | https://vimeo.com/58153232 | https://vimeo.com/73313150 | N/A | http://prodrep.mrsteam.com/DocumentResources/d1f0ef4a-aa86-4f9f-b8e4-ceba8ace31f3.pdf | http://prodrep.mrsteam.com/DocumentResources/0468ef5a-0b97-439b-8fad-c2c296d89e6f.pdf | http://prodrep.mrsteam.com/DocumentResources/278f8bd4-e4dd-4dc6-bbf8-9b48e09be4aa.pdf |  | N/A | UNITED STATES | http://prodrep.mrsteam.com/DocumentResources/d6a61c17-60ee-4efc-b1ec-4fa4cb6c55b8.pdf | 72 HOURS | http://prodrep.mrsteam.com/DocumentResources/dcf45949-fdc5-42ac-b825-59f139ef9bff.pdf | http://prodrep.mrsteam.com/DocumentResources/8bf052a3-f84c-4d5c-8879-98139ab53742.pdf | http://prodrep.mrsteam.com/DocumentResources/fb82c221-da8d-4d90-ae1e-66670ba7542f.pdf | YES | Plastic; Metal | N/A | YES | N/A | YES | NO | YES | YES | YES | N/A | N/A | Wall-Mount | NO | 1; EA | NO | NO | NO | NO | PESTICIDE/AEROSOL: NO | CHEMICAL/SOLVENT: NO | Lead: No Mercury: No Silver: No Cadmium: No Chromium: No Barium: No Arsenic: No Selenium: No | PARCEL | 70 | N/A | N/A | N/A | N/A | N/A | N/A | N/A | N/A | HARDWIRED | N/A | N/A | N/A | NO | N/A | N/A | N/A | N/A | N/A | N/A | N/A | N/A | N/A | N/A | N/A | N/A | N/A | N/A | N/A | N/A | N/A | N/A | N/A | N/A | N/A | N/A | N/A | NO | YES | NO | 2017-06-24 | Mr. Steam Price Book 2017 | 2
BUTLERLXRSB | CONTROL PACKAGE | Butler | PENDING | Butler Max Linear Package Round Satin Brass | 767931917929 | 00767931917929 | SATIN BRASS | Butler Max Package includes: (1) iTempoPlus Round Control (2) 16" Linear SteamHeads (1) Max Autoflush® (1) Max Condensation Pan (1) SteamLinx. For generator models MSSUPER4E to MSSUPER6E | 2650 | 1855 | 2019-04-01 | Yes | 27 | 36 | 12 | 12 | 36 x 12 x 12 | 27 | 36 | 12 | 12 | 36 x 12 x 12 | At the heart of steam shower package is the classic iTempoPlus Control. Simple, elegant, and easy-to-use, the digital display allows easy yet precise programing of your steam shower features. Also included is our whisper-quiet, award-winning Linear SteamHead. Our MAX Packages make designing your large residential steam shower easy by providing everything you need, at a substantial discount. | Set the perfect steam temperature for multiple users | ChromaSteam72 lighting & AromaSteam infusion | Never wonder what time , day or date it is in your SteamShower or bathroom | Manufactured in strong, durable and long lasting solid brass | Compliment any bathroom design with one of 11 designer finishes | [5 empty] | N/A | N/A | N/A | N/A | NO |  | All eSeries Max Generators | 103990-60; MSTS | N/A | N/A | https://cdn.intelligencebank.com/us/share/B3R/KeX0/21y6/original/steam-logo-white.jpg | http://public2.intelligencebank.com/e2c56f829e1e5d82347c365bf31980f6/78d0217126ba9c7252e9c399eaa202fb/BUTLERLXRSB.jpg | N/A | N/A | https://vimeo.com/58153234 | https://vimeo.com/58153232 | https://vimeo.com/73313150 | N/A | http://prodrep.mrsteam.com/DocumentResources/d1f0ef4a-aa86-4f9f-b8e4-ceba8ace31f3.pdf | http://prodrep.mrsteam.com/DocumentResources/0468ef5a-0b97-439b-8fad-c2c296d89e6f.pdf | http://prodrep.mrsteam.com/DocumentResources/278f8bd4-e4dd-4dc6-bbf8-9b48e09be4aa.pdf |  | N/A | UNITED STATES | http://prodrep.mrsteam.com/DocumentResources/d6a61c17-60ee-4efc-b1ec-4fa4cb6c55b8.pdf | 72 HOURS | http://prodrep.mrsteam.com/DocumentResources/dcf45949-fdc5-42ac-b825-59f139ef9bff.pdf | http://prodrep.mrsteam.com/DocumentResources/8bf052a3-f84c-4d5c-8879-98139ab53742.pdf | http://prodrep.mrsteam.com/DocumentResources/fb82c221-da8d-4d90-ae1e-66670ba7542f.pdf | YES | Plastic; Metal | N/A | YES | N/A | YES | NO | YES | YES | YES | N/A | N/A | Wall-Mount | NO | 1; EA | NO | NO | NO | NO | PESTICIDE/AEROSOL: NO | CHEMICAL/SOLVENT: NO | Lead: No Mercury: No Silver: No Cadmium: No Chromium: No Barium: No Arsenic: No Selenium: No | PARCEL | 70 | N/A | N/A | N/A | N/A | N/A | N/A | N/A | N/A | HARDWIRED | N/A | N/A | N/A | NO | N/A | N/A | N/A | N/A | N/A | N/A | N/A | N/A | N/A | N/A | N/A | N/A | N/A | N/A | N/A | N/A | N/A | N/A | N/A | N/A | N/A | N/A | N/A | NO | YES | NO | 2017-06-24 | Mr. Steam Price Book 2017 | 2
BUTLERLXRWH | CONTROL PACKAGE | Butler | PENDING | Butler Max Linear Package Round White | 767931917936 | 00767931917936 | WHITE | Butler Max Package includes: (1) iTempoPlus Round Control (2) 16" Linear SteamHeads (1) Max Autoflush® (1) Max Condensation Pan (1) SteamLinx. For generator models MX4E to MX6E | 2650 | 1855 | 2019-04-01 | Yes | 27 | 36 | 12 | 12 | 36 x 12 x 12 | 27 | 36 | 12 | 12 | 36 x 12 x 12 | At the heart of steam shower package is the classic iTempoPlus Control. Simple, elegant, and easy-to-use, the digital display allows easy yet precise programing of your steam shower features. Also included is our whisper-quiet, award-winning Linear SteamHead. Our MAX Packages make designing your large residential steam shower easy by providing everything you need, at a substantial discount. | Set the perfect steam temperature for multiple users | ChromaSteam72 lighting & AromaSteam infusion | Never wonder what time , day or date it is in your SteamShower or bathroom | Manufactured in strong, durable and long lasting solid brass | Compliment any bathroom design with one of 11 designer finishes | [5 empty] | N/A | N/A | N/A | N/A | NO |  | All eSeries Max Generators | 103990-60; MSTS | N/A | N/A | https://cdn.intelligencebank.com/us/share/B3R/KeX0/21y6/original/steam-logo-white.jpg | http://public2.intelligencebank.com/e2c56f829e1e5d82347c365bf31980f6/428eb9152f7e332b7b65a15da32b5b88/BUTLERLXRWH.jpg | N/A | N/A | https://vimeo.com/58153234 | https://vimeo.com/58153232 | https://vimeo.com/73313150 | N/A | http://prodrep.mrsteam.com/DocumentResources/d1f0ef4a-aa86-4f9f-b8e4-ceba8ace31f3.pdf | http://prodrep.mrsteam.com/DocumentResources/0468ef5a-0b97-439b-8fad-c2c296d89e6f.pdf | http://prodrep.mrsteam.com/DocumentResources/278f8bd4-e4dd-4dc6-bbf8-9b48e09be4aa.pdf |  | N/A | UNITED STATES | http://prodrep.mrsteam.com/DocumentResources/d6a61c17-60ee-4efc-b1ec-4fa4cb6c55b8.pdf | 72 HOURS | http://prodrep.mrsteam.com/DocumentResources/dcf45949-fdc5-42ac-b825-59f139ef9bff.pdf | http://prodrep.mrsteam.com/DocumentResources/8bf052a3-f84c-4d5c-8879-98139ab53742.pdf | http://prodrep.mrsteam.com/DocumentResources/fb82c221-da8d-4d90-ae1e-66670ba7542f.pdf | YES | Plastic; Metal | N/A | YES | N/A | YES | NO | YES | YES | YES | N/A | N/A | Wall-Mount | NO | 1; EA | NO | NO | NO | NO | PESTICIDE/AEROSOL: NO | CHEMICAL/SOLVENT: NO | Lead: No Mercury: No Silver: No Cadmium: No Chromium: No Barium: No Arsenic: No Selenium: No | PARCEL | 70 | N/A | N/A | N/A | N/A | N/A | N/A | N/A | N/A | HARDWIRED | N/A | N/A | N/A | NO | N/A | N/A | N/A | N/A | N/A | N/A | N/A | N/A | N/A | N/A | N/A | N/A | N/A | N/A | N/A | N/A | N/A | N/A | N/A | N/A | N/A | N/A | N/A | NO | YES | NO | 2017-06-24 | Mr. Steam Price Book 2017 | 2
BUTLERLXSBB | CONTROL PACKAGE | Butler | PENDING | Butler Max Linear Package Square Brushed Bronze | 767931917943 | 00767931917943 | BRUSHED BRONZE | Butler Max Package includes: (1) iTempoPlus Square Control (2) 16" Linear SteamHeads (1) Max Autoflush® (1) Max Condensation Pan (1) SteamLinx. For generator models MSSUPER4E to MSSUPER6E | 2650 | 1855 | 2019-04-01 | Yes | 27 | 36 | 12 | 12 | 36 x 12 x 12 | 27 | 36 | 12 | 12 | 36 x 12 x 12 | At the heart of steam shower package is the classic iTempoPlus Control. Simple, elegant, and easy-to-use, the digital display allows easy yet precise programing of your steam shower features. Also included is our whisper-quiet, award-winning Linear SteamHead. Our MAX Packages make designing your large residential steam shower easy by providing everything you need, at a substantial discount. | Set the perfect steam temperature for multiple users | ChromaSteam72 lighting & AromaSteam infusion | Never wonder what time , day or date it is in your SteamShower or bathroom | Manufactured in strong, durable and long lasting solid brass | Compliment any bathroom design with one of 11 designer finishes | [5 empty] | N/A | N/A | N/A | N/A | NO |  | All eSeries Max Generators | 103990-60; MSTS | N/A | N/A | https://cdn.intelligencebank.com/us/share/B3R/KeX0/21y6/original/steam-logo-white.jpg | http://public2.intelligencebank.com/e2c56f829e1e5d82347c365bf31980f6/c8cb082947073d7f7987011c41174665/BUTLERLXSBB.jpg | N/A | N/A | https://vimeo.com/58153234 | https://vimeo.com/58153232 | https://vimeo.com/73313150 | N/A | http://prodrep.mrsteam.com/DocumentResources/d1f0ef4a-aa86-4f9f-b8e4-ceba8ace31f3.pdf | http://prodrep.mrsteam.com/DocumentResources/0468ef5a-0b97-439b-8fad-c2c296d89e6f.pdf | http://prodrep.mrsteam.com/DocumentResources/278f8bd4-e4dd-4dc6-bbf8-9b48e09be4aa.pdf |  | N/A | UNITED STATES | http://prodrep.mrsteam.com/DocumentResources/d6a61c17-60ee-4efc-b1ec-4fa4cb6c55b8.pdf | 72 HOURS | http://prodrep.mrsteam.com/DocumentResources/dcf45949-fdc5-42ac-b825-59f139ef9bff.pdf | http://prodrep.mrsteam.com/DocumentResources/8bf052a3-f84c-4d5c-8879-98139ab53742.pdf | http://prodrep.mrsteam.com/DocumentResources/fb82c221-da8d-4d90-ae1e-66670ba7542f.pdf | YES | Plastic; Metal | N/A | YES | N/A | YES | NO | YES | YES | YES | N/A | N/A | Wall-Mount | NO | 1; EA | NO | NO | NO | NO | PESTICIDE/AEROSOL: NO | CHEMICAL/SOLVENT: NO | Lead: No Mercury: No Silver: No Cadmium: No Chromium: No Barium: No Arsenic: No Selenium: No | PARCEL | 70 | N/A | N/A | N/A | N/A | N/A | N/A | N/A | N/A | HARDWIRED | N/A | N/A | N/A | NO | N/A | N/A | N/A | N/A | N/A | N/A | N/A | N/A | N/A | N/A | N/A | N/A | N/A | N/A | N/A | N/A | N/A | N/A | N/A | N/A | N/A | N/A | N/A | NO | YES | NO | 2017-06-24 | Mr. Steam Price Book 2017 | 2
BUTLERLXSBK | CONTROL PACKAGE | Butler | PENDING | Butler Max Linear Package Square Black | 767931917950 | 00767931917950 | BLACK | Butler Max Package includes: (1) iTempoPlus Square Control (2) 16" Linear SteamHeads (1) Max Autoflush® (1) Max Condensation Pan (1) SteamLinx. For generator models MX4E to MX6E | 2650 | 1855 | 2019-04-01 | Yes | 27 | 36 | 12 | 12 | 36 x 12 x 12 | 27 | 36 | 12 | 12 | 36 x 12 x 12 | At the heart of steam shower package is the classic iTempoPlus Control. Simple, elegant, and easy-to-use, the digital display allows easy yet precise programing of your steam shower features. Also included is our whisper-quiet, award-winning Linear SteamHead. Our MAX Packages make designing your large residential steam shower easy by providing everything you need, at a substantial discount. | Set the perfect steam temperature for multiple users | ChromaSteam72 lighting & AromaSteam infusion | Never wonder what time , day or date it is in your SteamShower or bathroom | Manufactured in strong, durable and long lasting solid brass | Compliment any bathroom design with one of 11 designer finishes | [5 empty] | N/A | N/A | N/A | N/A | NO |  | All eSeries Max Generators | 103990-60; MSTS | N/A | N/A | https://cdn.intelligencebank.com/us/share/B3R/KeX0/21y6/original/steam-logo-white.jpg | http://public2.intelligencebank.com/e2c56f829e1e5d82347c365bf31980f6/22f4074cd490d99cdab91ea86607b148/BUTLERLXSBK.jpg | N/A | N/A | https://vimeo.com/58153234 | https://vimeo.com/58153232 | https://vimeo.com/73313150 | N/A | http://prodrep.mrsteam.com/DocumentResources/d1f0ef4a-aa86-4f9f-b8e4-ceba8ace31f3.pdf | http://prodrep.mrsteam.com/DocumentResources/0468ef5a-0b97-439b-8fad-c2c296d89e6f.pdf | http://prodrep.mrsteam.com/DocumentResources/278f8bd4-e4dd-4dc6-bbf8-9b48e09be4aa.pdf |  | N/A | UNITED STATES | http://prodrep.mrsteam.com/DocumentResources/d6a61c17-60ee-4efc-b1ec-4fa4cb6c55b8.pdf | 72 HOURS | http://prodrep.mrsteam.com/DocumentResources/dcf45949-fdc5-42ac-b825-59f139ef9bff.pdf | http://prodrep.mrsteam.com/DocumentResources/8bf052a3-f84c-4d5c-8879-98139ab53742.pdf | http://prodrep.mrsteam.com/DocumentResources/fb82c221-da8d-4d90-ae1e-66670ba7542f.pdf | YES | Plastic; Metal | N/A | YES | N/A | YES | NO | YES | YES | YES | N/A | N/A | Wall-Mount | NO | 1; EA | NO | NO | NO | NO | PESTICIDE/AEROSOL: NO | CHEMICAL/SOLVENT: NO | Lead: No Mercury: No Silver: No Cadmium: No Chromium: No Barium: No Arsenic: No Selenium: No | PARCEL | 70 | N/A | N/A | N/A | N/A | N/A | N/A | N/A | N/A | HARDWIRED | N/A | N/A | N/A | NO | N/A | N/A | N/A | N/A | N/A | N/A | N/A | N/A | N/A | N/A | N/A | N/A | N/A | N/A | N/A | N/A | N/A | N/A | N/A | N/A | N/A | N/A | N/A | NO | YES | NO | 2017-06-24 | Mr. Steam Price Book 2017 | 2
BUTLERLXSBN | CONTROL PACKAGE | Butler | PENDING | Butler Max Linear Package Square Brushed Nickel | 767931917967 | 00767931917967 | BRUSHED NICKEL | Butler Max Package includes: (1) iTempoPlus Square Control (2) 16" Linear SteamHeads (1) Max Autoflush® (1) Max Condensation Pan (1) SteamLinx. For generator models MSSUPER4E to MSSUPER6E | 2650 | 1855 | 2019-04-01 | Yes | 27 | 36 | 12 | 12 | 36 x 12 x 12 | 27 | 36 | 12 | 12 | 36 x 12 x 12 | At the heart of steam shower package is the classic iTempoPlus Control. Simple, elegant, and easy-to-use, the digital display allows easy yet precise programing of your steam shower features. Also included is our whisper-quiet, award-winning Linear SteamHead. Our MAX Packages make designing your large residential steam shower easy by providing everything you need, at a substantial discount. | Set the perfect steam temperature for multiple users | ChromaSteam72 lighting & AromaSteam infusion | Never wonder what time , day or date it is in your SteamShower or bathroom | Manufactured in strong, durable and long lasting solid brass | Compliment any bathroom design with one of 11 designer finishes | [5 empty] | N/A | N/A | N/A | N/A | NO |  | All eSeries Max Generators | 103990-60; MSTS | N/A | N/A | https://cdn.intelligencebank.com/us/share/B3R/KeX0/21y6/original/steam-logo-white.jpg | http://public2.intelligencebank.com/e2c56f829e1e5d82347c365bf31980f6/b576c2f0b2baca8ad67b628aab4a7b58/BUTLERLXSBN.jpg | N/A | N/A | https://vimeo.com/58153234 | https://vimeo.com/58153232 | https://vimeo.com/73313150 | N/A | http://prodrep.mrsteam.com/DocumentResources/d1f0ef4a-aa86-4f9f-b8e4-ceba8ace31f3.pdf | http://prodrep.mrsteam.com/DocumentResources/0468ef5a-0b97-439b-8fad-c2c296d89e6f.pdf | http://prodrep.mrsteam.com/DocumentResources/278f8bd4-e4dd-4dc6-bbf8-9b48e09be4aa.pdf |  | N/A | UNITED STATES | http://prodrep.mrsteam.com/DocumentResources/d6a61c17-60ee-4efc-b1ec-4fa4cb6c55b8.pdf | 72 HOURS | http://prodrep.mrsteam.com/DocumentResources/dcf45949-fdc5-42ac-b825-59f139ef9bff.pdf | http://prodrep.mrsteam.com/DocumentResources/8bf052a3-f84c-4d5c-8879-98139ab53742.pdf | http://prodrep.mrsteam.com/DocumentResources/fb82c221-da8d-4d90-ae1e-66670ba7542f.pdf | YES | Plastic; Metal | N/A | YES | N/A | YES | NO | YES | YES | YES | N/A | N/A | Wall-Mount | NO | 1; EA | NO | NO | NO | NO | PESTICIDE/AEROSOL: NO | CHEMICAL/SOLVENT: NO | Lead: No Mercury: No Silver: No Cadmium: No Chromium: No Barium: No Arsenic: No Selenium: No | PARCEL | 70 | N/A | N/A | N/A | N/A | N/A | N/A | N/A | N/A | HARDWIRED | N/A | N/A | N/A | NO | N/A | N/A | N/A | N/A | N/A | N/A | N/A | N/A | N/A | N/A | N/A | N/A | N/A | N/A | N/A | N/A | N/A | N/A | N/A | N/A | N/A | N/A | N/A | NO | YES | NO | 2017-06-24 | Mr. Steam Price Book 2017 | 2
BUTLERLXSMB | CONTROL PACKAGE | Butler | PENDING | Butler Max Linear Package Square Matte Black | 767931917974 | 00767931917974 | MATTE BLACK | Butler Max Package includes: (1) iTempoPlus Square Control (2) 16" Linear SteamHeads (1) Max Autoflush® (1) Max Condensation Pan (1) SteamLinx. For generator models MX4E to MX6E | 2650 | 1855 | 2019-04-01 | Yes | 27 | 36 | 12 | 12 | 36 x 12 x 12 | 27 | 36 | 12 | 12 | 36 x 12 x 12 | At the heart of steam shower package is the classic iTempoPlus Control. Simple, elegant, and easy-to-use, the digital display allows easy yet precise programing of your steam shower features. Also included is our whisper-quiet, award-winning Linear SteamHead. Our MAX Packages make designing your large residential steam shower easy by providing everything you need, at a substantial discount. | Set the perfect steam temperature for multiple users | ChromaSteam72 lighting & AromaSteam infusion | Never wonder what time , day or date it is in your SteamShower or bathroom | Manufactured in strong, durable and long lasting solid brass | Compliment any bathroom design with one of 11 designer finishes | [5 empty] | N/A | N/A | N/A | N/A | NO |  | All eSeries Max Generators | 103990-60; MSTS | N/A | N/A | https://cdn.intelligencebank.com/us/share/B3R/KeX0/21y6/original/steam-logo-white.jpg | http://public2.intelligencebank.com/e2c56f829e1e5d82347c365bf31980f6/74cd84f50430759177790adb06ace2cf/BUTLERLXSMB.jpg | N/A | N/A | https://vimeo.com/58153234 | https://vimeo.com/58153232 | https://vimeo.com/73313150 | N/A | http://prodrep.mrsteam.com/DocumentResources/d1f0ef4a-aa86-4f9f-b8e4-ceba8ace31f3.pdf | http://prodrep.mrsteam.com/DocumentResources/0468ef5a-0b97-439b-8fad-c2c296d89e6f.pdf | http://prodrep.mrsteam.com/DocumentResources/278f8bd4-e4dd-4dc6-bbf8-9b48e09be4aa.pdf |  | N/A | UNITED STATES | http://prodrep.mrsteam.com/DocumentResources/d6a61c17-60ee-4efc-b1ec-4fa4cb6c55b8.pdf | 72 HOURS | http://prodrep.mrsteam.com/DocumentResources/dcf45949-fdc5-42ac-b825-59f139ef9bff.pdf | http://prodrep.mrsteam.com/DocumentResources/8bf052a3-f84c-4d5c-8879-98139ab53742.pdf | http://prodrep.mrsteam.com/DocumentResources/fb82c221-da8d-4d90-ae1e-66670ba7542f.pdf | YES | Plastic; Metal | N/A | YES | N/A | YES | NO | YES | YES | YES | N/A | N/A | Wall-Mount | NO | 1; EA | NO | NO | NO | NO | PESTICIDE/AEROSOL: NO | CHEMICAL/SOLVENT: NO | Lead: No Mercury: No Silver: No Cadmium: No Chromium: No Barium: No Arsenic: No Selenium: No | PARCEL | 70 | N/A | N/A | N/A | N/A | N/A | N/A | N/A | N/A | HARDWIRED | N/A | N/A | N/A | NO | N/A | N/A | N/A | N/A | N/A | N/A | N/A | N/A | N/A | N/A | N/A | N/A | N/A | N/A | N/A | N/A | N/A | N/A | N/A | N/A | N/A | N/A | N/A | NO | YES | NO | 2017-06-24 | Mr. Steam Price Book 2017 | 2
BUTLERLXSORB | CONTROL PACKAGE | Butler | PENDING | Butler Max Linear Package Square Oil Rubbed Bronze | 767931917981 | 00767931917981 | OIL RUBBED BRONZE | Butler Max Package includes: (1) iTempoPlus Square Control (2) 16" Linear SteamHeads (1) Max Autoflush® (1) Max Condensation Pan (1) SteamLinx. For generator models MSSUPER4E to MSSUPER6E | 2650 | 1855 | 2019-04-01 | Yes | 27 | 36 | 12 | 12 | 36 x 12 x 12 | 27 | 36 | 12 | 12 | 36 x 12 x 12 | At the heart of steam shower package is the classic iTempoPlus Control. Simple, elegant, and easy-to-use, the digital display allows easy yet precise programing of your steam shower features. Also included is our whisper-quiet, award-winning Linear SteamHead. Our MAX Packages make designing your large residential steam shower easy by providing everything you need, at a substantial discount. | Set the perfect steam temperature for multiple users | ChromaSteam72 lighting & AromaSteam infusion | Never wonder what time , day or date it is in your SteamShower or bathroom | Manufactured in strong, durable and long lasting solid brass | Compliment any bathroom design with one of 11 designer finishes | [5 empty] | N/A | N/A | N/A | N/A | NO |  | All eSeries Max Generators | 103990-60; MSTS | N/A | N/A | https://cdn.intelligencebank.com/us/share/B3R/KeX0/21y6/original/steam-logo-white.jpg | http://public2.intelligencebank.com/e2c56f829e1e5d82347c365bf31980f6/336c5c2ffd1bca4d85042ace2ceeb6d1/BUTLERLXSORB.jpg | N/A | N/A | https://vimeo.com/58153234 | https://vimeo.com/58153232 | https://vimeo.com/73313150 | N/A | http://prodrep.mrsteam.com/DocumentResources/d1f0ef4a-aa86-4f9f-b8e4-ceba8ace31f3.pdf | http://prodrep.mrsteam.com/DocumentResources/0468ef5a-0b97-439b-8fad-c2c296d89e6f.pdf | http://prodrep.mrsteam.com/DocumentResources/278f8bd4-e4dd-4dc6-bbf8-9b48e09be4aa.pdf |  | N/A | UNITED STATES | http://prodrep.mrsteam.com/DocumentResources/d6a61c17-60ee-4efc-b1ec-4fa4cb6c55b8.pdf | 72 HOURS | http://prodrep.mrsteam.com/DocumentResources/dcf45949-fdc5-42ac-b825-59f139ef9bff.pdf | http://prodrep.mrsteam.com/DocumentResources/8bf052a3-f84c-4d5c-8879-98139ab53742.pdf | http://prodrep.mrsteam.com/DocumentResources/fb82c221-da8d-4d90-ae1e-66670ba7542f.pdf | YES | Plastic; Metal | N/A | YES | N/A | YES | NO | YES | YES | YES | N/A | N/A | Wall-Mount | NO | 1; EA | NO | NO | NO | NO | PESTICIDE/AEROSOL: NO | CHEMICAL/SOLVENT: NO | Lead: No Mercury: No Silver: No Cadmium: No Chromium: No Barium: No Arsenic: No Selenium: No | PARCEL | 70 | N/A | N/A | N/A | N/A | N/A | N/A | N/A | N/A | HARDWIRED | N/A | N/A | N/A | NO | N/A | N/A | N/A | N/A | N/A | N/A | N/A | N/A | N/A | N/A | N/A | N/A | N/A | N/A | N/A | N/A | N/A | N/A | N/A | N/A | N/A | N/A | N/A | NO | YES | NO | 2017-06-24 | Mr. Steam Price Book 2017 | 2
BUTLERLXSPB | CONTROL PACKAGE | Butler | PENDING | Butler Max Linear Package Square Polished Brass | 767931917998 | 00767931917998 | POLISHED BRASS | Butler Max Package includes: (1) iTempoPlus Square Control (2) 16" Linear SteamHeads (1) Max Autoflush® (1) Max Condensation Pan (1) SteamLinx. For generator models MSSUPER4E to MSSUPER6E | 2650 | 1855 | 2019-04-01 | Yes | 27 | 36 | 12 | 12 | 36 x 12 x 12 | 27 | 36 | 12 | 12 | 36 x 12 x 12 | At the heart of steam shower package is the classic iTempoPlus Control. Simple, elegant, and easy-to-use, the digital display allows easy yet precise programing of your steam shower features. Also included is our whisper-quiet, award-winning Linear SteamHead. Our MAX Packages make designing your large residential steam shower easy by providing everything you need, at a substantial discount. | Set the perfect steam temperature for multiple users | ChromaSteam72 lighting & AromaSteam infusion | Never wonder what time , day or date it is in your SteamShower or bathroom | Manufactured in strong, durable and long lasting solid brass | Compliment any bathroom design with one of 11 designer finishes | [5 empty] | N/A | N/A | N/A | N/A | NO |  | All eSeries Max Generators | 103990-60; MSTS | N/A | N/A | https://cdn.intelligencebank.com/us/share/B3R/KeX0/21y6/original/steam-logo-white.jpg | http://public2.intelligencebank.com/e2c56f829e1e5d82347c365bf31980f6/defd7b437c54713b658e6ee60ab5097a/BUTLERLXSPB.jpg | N/A | N/A | https://vimeo.com/58153234 | https://vimeo.com/58153232 | https://vimeo.com/73313150 | N/A | http://prodrep.mrsteam.com/DocumentResources/d1f0ef4a-aa86-4f9f-b8e4-ceba8ace31f3.pdf | http://prodrep.mrsteam.com/DocumentResources/0468ef5a-0b97-439b-8fad-c2c296d89e6f.pdf | http://prodrep.mrsteam.com/DocumentResources/278f8bd4-e4dd-4dc6-bbf8-9b48e09be4aa.pdf |  | N/A | UNITED STATES | http://prodrep.mrsteam.com/DocumentResources/d6a61c17-60ee-4efc-b1ec-4fa4cb6c55b8.pdf | 72 HOURS | http://prodrep.mrsteam.com/DocumentResources/dcf45949-fdc5-42ac-b825-59f139ef9bff.pdf | http://prodrep.mrsteam.com/DocumentResources/8bf052a3-f84c-4d5c-8879-98139ab53742.pdf | http://prodrep.mrsteam.com/DocumentResources/fb82c221-da8d-4d90-ae1e-66670ba7542f.pdf | YES | Plastic; Metal | N/A | YES | N/A | YES | NO | YES | YES | YES | N/A | N/A | Wall-Mount | NO | 1; EA | NO | NO | NO | NO | PESTICIDE/AEROSOL: NO | CHEMICAL/SOLVENT: NO | Lead: No Mercury: No Silver: No Cadmium: No Chromium: No Barium: No Arsenic: No Selenium: No | PARCEL | 70 | N/A | N/A | N/A | N/A | N/A | N/A | N/A | N/A | HARDWIRED | N/A | N/A | N/A | NO | N/A | N/A | N/A | N/A | N/A | N/A | N/A | N/A | N/A | N/A | N/A | N/A | N/A | N/A | N/A | N/A | N/A | N/A | N/A | N/A | N/A | N/A | N/A | NO | YES | NO | 2017-06-24 | Mr. Steam Price Book 2017 | 2
BUTLERLXSPC | CONTROL PACKAGE | Butler | PENDING | Butler Max Linear Package Square Polished Chrome | 767931918001 | 00767931918001 | POLISHED CHROME | Butler Max Package includes: (1) iTempoPlus Square Control (2) 16" Linear SteamHeads (1) Max Autoflush® (1) Max Condensation Pan (1) SteamLinx. For generator models MSSUPER4E to MSSUPER6E | 2550 | 1785 | 2019-04-01 | Yes | 27 | 36 | 12 | 12 | 36 x 12 x 12 | 27 | 36 | 12 | 12 | 36 x 12 x 12 | At the heart of steam shower package is the classic iTempoPlus Control. Simple, elegant, and easy-to-use, the digital display allows easy yet precise programing of your steam shower features. Also included is our whisper-quiet, award-winning Linear SteamHead. Our MAX Packages make designing your large residential steam shower easy by providing everything you need, at a substantial discount. | Set the perfect steam temperature for multiple users | ChromaSteam72 lighting & AromaSteam infusion | Never wonder what time , day or date it is in your SteamShower or bathroom | Manufactured in strong, durable and long lasting solid brass | Compliment any bathroom design with one of 11 designer finishes | [5 empty] | N/A | N/A | N/A | N/A | NO |  | All eSeries Max Generators | 103990-60; MSTS | N/A | N/A | https://cdn.intelligencebank.com/us/share/B3R/KeX0/21y6/original/steam-logo-white.jpg | http://public2.intelligencebank.com/e2c56f829e1e5d82347c365bf31980f6/fb950e768d4be7f26101a49474ea3a7b/BUTLERLXSPC.jpg | N/A | N/A | https://vimeo.com/58153234 | https://vimeo.com/58153232 | https://vimeo.com/73313150 | N/A | http://prodrep.mrsteam.com/DocumentResources/d1f0ef4a-aa86-4f9f-b8e4-ceba8ace31f3.pdf | http://prodrep.mrsteam.com/DocumentResources/0468ef5a-0b97-439b-8fad-c2c296d89e6f.pdf | http://prodrep.mrsteam.com/DocumentResources/278f8bd4-e4dd-4dc6-bbf8-9b48e09be4aa.pdf |  | N/A | UNITED STATES | http://prodrep.mrsteam.com/DocumentResources/d6a61c17-60ee-4efc-b1ec-4fa4cb6c55b8.pdf | 72 HOURS | http://prodrep.mrsteam.com/DocumentResources/dcf45949-fdc5-42ac-b825-59f139ef9bff.pdf | http://prodrep.mrsteam.com/DocumentResources/8bf052a3-f84c-4d5c-8879-98139ab53742.pdf | http://prodrep.mrsteam.com/DocumentResources/fb82c221-da8d-4d90-ae1e-66670ba7542f.pdf | YES | Plastic; Metal | N/A | YES | N/A | YES | NO | YES | YES | YES | N/A | N/A | Wall-Mount | NO | 1; EA | NO | NO | NO | NO | PESTICIDE/AEROSOL: NO | CHEMICAL/SOLVENT: NO | Lead: No Mercury: No Silver: No Cadmium: No Chromium: No Barium: No Arsenic: No Selenium: No | PARCEL | 70 | N/A | N/A | N/A | N/A | N/A | N/A | N/A | N/A | HARDWIRED | N/A | N/A | N/A | NO | N/A | N/A | N/A | N/A | N/A | N/A | N/A | N/A | N/A | N/A | N/A | N/A | N/A | N/A | N/A | N/A | N/A | N/A | N/A | N/A | N/A | N/A | N/A | NO | YES | NO | 2017-06-24 | Mr. Steam Price Book 2017 | 2
BUTLERLXSPN | CONTROL PACKAGE | Butler | PENDING | Butler Max Linear Package Square Polished Nickel | 767931918018 | 00767931918018 | POLISHED NICKEL | Butler Max Package includes: (1) iTempoPlus Square Control (2) 16" Linear SteamHeads (1) Max Autoflush® (1) Max Condensation Pan (1) SteamLinx. For generator models MSSUPER4E to MSSUPER6E | 2650 | 1855 | 2019-04-01 | Yes | 27 | 36 | 12 | 12 | 36 x 12 x 12 | 27 | 36 | 12 | 12 | 36 x 12 x 12 | At the heart of steam shower package is the classic iTempoPlus Control. Simple, elegant, and easy-to-use, the digital display allows easy yet precise programing of your steam shower features. Also included is our whisper-quiet, award-winning Linear SteamHead. Our MAX Packages make designing your large residential steam shower easy by providing everything you need, at a substantial discount. | Set the perfect steam temperature for multiple users | ChromaSteam72 lighting & AromaSteam infusion | Never wonder what time , day or date it is in your SteamShower or bathroom | Manufactured in strong, durable and long lasting solid brass | Compliment any bathroom design with one of 11 designer finishes | [5 empty] | N/A | N/A | N/A | N/A | NO |  | All eSeries Max Generators | 103990-60; MSTS | N/A | N/A | https://cdn.intelligencebank.com/us/share/B3R/KeX0/21y6/original/steam-logo-white.jpg | http://public2.intelligencebank.com/e2c56f829e1e5d82347c365bf31980f6/f1c69471bb9991b3c992a556bdedc024/BUTLERLXSPN.jpg | N/A | N/A | https://vimeo.com/58153234 | https://vimeo.com/58153232 | https://vimeo.com/73313150 | N/A | http://prodrep.mrsteam.com/DocumentResources/d1f0ef4a-aa86-4f9f-b8e4-ceba8ace31f3.pdf | http://prodrep.mrsteam.com/DocumentResources/0468ef5a-0b97-439b-8fad-c2c296d89e6f.pdf | http://prodrep.mrsteam.com/DocumentResources/278f8bd4-e4dd-4dc6-bbf8-9b48e09be4aa.pdf |  | N/A | UNITED STATES | http://prodrep.mrsteam.com/DocumentResources/d6a61c17-60ee-4efc-b1ec-4fa4cb6c55b8.pdf | 72 HOURS | http://prodrep.mrsteam.com/DocumentResources/dcf45949-fdc5-42ac-b825-59f139ef9bff.pdf | http://prodrep.mrsteam.com/DocumentResources/8bf052a3-f84c-4d5c-8879-98139ab53742.pdf | http://prodrep.mrsteam.com/DocumentResources/fb82c221-da8d-4d90-ae1e-66670ba7542f.pdf | YES | Plastic; Metal | N/A | YES | N/A | YES | NO | YES | YES | YES | N/A | N/A | Wall-Mount | NO | 1; EA | NO | NO | NO | NO | PESTICIDE/AEROSOL: NO | CHEMICAL/SOLVENT: NO | Lead: No Mercury: No Silver: No Cadmium: No Chromium: No Barium: No Arsenic: No Selenium: No | PARCEL | 70 | N/A | N/A | N/A | N/A | N/A | N/A | N/A | N/A | HARDWIRED | N/A | N/A | N/A | NO | N/A | N/A | N/A | N/A | N/A | N/A | N/A | N/A | N/A | N/A | N/A | N/A | N/A | N/A | N/A | N/A | N/A | N/A | N/A | N/A | N/A | N/A | N/A | NO | YES | NO | 2017-06-24 | Mr. Steam Price Book 2017 | 2
BUTLERLXSSB | CONTROL PACKAGE | Butler | PENDING | Butler Max Linear Package Square Satin Brass | 767931918025 | 00767931918025 | SATIN BRASS | Butler Max Package includes: (1) iTempoPlus Square Control (2) 16" Linear SteamHeads (1) Max Autoflush® (1) Max Condensation Pan (1) SteamLinx. For generator models MSSUPER4E to MSSUPER6E | 2650 | 1855 | 2019-04-01 | Yes | 27 | 36 | 12 | 12 | 36 x 12 x 12 | 27 | 36 | 12 | 12 | 36 x 12 x 12 | At the heart of steam shower package is the classic iTempoPlus Control. Simple, elegant, and easy-to-use, the digital display allows easy yet precise programing of your steam shower features. Also included is our whisper-quiet, award-winning Linear SteamHead. Our MAX Packages make designing your large residential steam shower easy by providing everything you need, at a substantial discount. | Set the perfect steam temperature for multiple users | ChromaSteam72 lighting & AromaSteam infusion | Never wonder what time , day or date it is in your SteamShower or bathroom | Manufactured in strong, durable and long lasting solid brass | Compliment any bathroom design with one of 11 designer finishes | [5 empty] | N/A | N/A | N/A | N/A | NO |  | All eSeries Max Generators | 103990-60; MSTS | N/A | N/A | https://cdn.intelligencebank.com/us/share/B3R/KeX0/21y6/original/steam-logo-white.jpg | http://public2.intelligencebank.com/e2c56f829e1e5d82347c365bf31980f6/fda522789ebcba105b4b414ed424216f/BUTLERLXSSB.jpg | N/A | N/A | https://vimeo.com/58153234 | https://vimeo.com/58153232 | https://vimeo.com/73313150 | N/A | http://prodrep.mrsteam.com/DocumentResources/d1f0ef4a-aa86-4f9f-b8e4-ceba8ace31f3.pdf | http://prodrep.mrsteam.com/DocumentResources/0468ef5a-0b97-439b-8fad-c2c296d89e6f.pdf | http://prodrep.mrsteam.com/DocumentResources/278f8bd4-e4dd-4dc6-bbf8-9b48e09be4aa.pdf |  | N/A | UNITED STATES | http://prodrep.mrsteam.com/DocumentResources/d6a61c17-60ee-4efc-b1ec-4fa4cb6c55b8.pdf | 72 HOURS | http://prodrep.mrsteam.com/DocumentResources/dcf45949-fdc5-42ac-b825-59f139ef9bff.pdf | http://prodrep.mrsteam.com/DocumentResources/8bf052a3-f84c-4d5c-8879-98139ab53742.pdf | http://prodrep.mrsteam.com/DocumentResources/fb82c221-da8d-4d90-ae1e-66670ba7542f.pdf | YES | Plastic; Metal | N/A | YES | N/A | YES | NO | YES | YES | YES | N/A | N/A | Wall-Mount | NO | 1; EA | NO | NO | NO | NO | PESTICIDE/AEROSOL: NO | CHEMICAL/SOLVENT: NO | Lead: No Mercury: No Silver: No Cadmium: No Chromium: No Barium: No Arsenic: No Selenium: No | PARCEL | 70 | N/A | N/A | N/A | N/A | N/A | N/A | N/A | N/A | HARDWIRED | N/A | N/A | N/A | NO | N/A | N/A | N/A | N/A | N/A | N/A | N/A | N/A | N/A | N/A | N/A | N/A | N/A | N/A | N/A | N/A | N/A | N/A | N/A | N/A | N/A | N/A | N/A | NO | YES | NO | 2017-06-24 | Mr. Steam Price Book 2017 | 2
BUTLERLXSWH | CONTROL PACKAGE | Butler | PENDING | Butler Max Linear Package Square White | 767931918032 | 00767931918032 | WHITE | Butler Max Package includes: (1) iTempoPlus Square Control (2) 16" Linear SteamHeads (1) Max Autoflush® (1) Max Condensation Pan (1) SteamLinx. For generator models MX4E to MX6E | 2650 | 1855 | 2019-04-01 | Yes | 27 | 36 | 12 | 12 | 36 x 12 x 12 | 27 | 36 | 12 | 12 | 36 x 12 x 12 | At the heart of steam shower package is the classic iTempoPlus Control. Simple, elegant, and easy-to-use, the digital display allows easy yet precise programing of your steam shower features. Also included is our whisper-quiet, award-winning Linear SteamHead. Our MAX Packages make designing your large residential steam shower easy by providing everything you need, at a substantial discount. | Set the perfect steam temperature for multiple users | ChromaSteam72 lighting & AromaSteam infusion | Never wonder what time , day or date it is in your SteamShower or bathroom | Manufactured in strong, durable and long lasting solid brass | Compliment any bathroom design with one of 11 designer finishes | [5 empty] | N/A | N/A | N/A | N/A | NO |  | All eSeries Max Generators | 103990-60; MSTS | N/A | N/A | https://cdn.intelligencebank.com/us/share/B3R/KeX0/21y6/original/steam-logo-white.jpg | http://public2.intelligencebank.com/e2c56f829e1e5d82347c365bf31980f6/873fd850b0dfb2416506171386de5b36/BUTLERLXSWH.jpg | N/A | N/A | https://vimeo.com/58153234 | https://vimeo.com/58153232 | https://vimeo.com/73313150 | N/A | http://prodrep.mrsteam.com/DocumentResources/d1f0ef4a-aa86-4f9f-b8e4-ceba8ace31f3.pdf | http://prodrep.mrsteam.com/DocumentResources/0468ef5a-0b97-439b-8fad-c2c296d89e6f.pdf | http://prodrep.mrsteam.com/DocumentResources/278f8bd4-e4dd-4dc6-bbf8-9b48e09be4aa.pdf |  | N/A | UNITED STATES | http://prodrep.mrsteam.com/DocumentResources/d6a61c17-60ee-4efc-b1ec-4fa4cb6c55b8.pdf | 72 HOURS | http://prodrep.mrsteam.com/DocumentResources/dcf45949-fdc5-42ac-b825-59f139ef9bff.pdf | http://prodrep.mrsteam.com/DocumentResources/8bf052a3-f84c-4d5c-8879-98139ab53742.pdf | http://prodrep.mrsteam.com/DocumentResources/fb82c221-da8d-4d90-ae1e-66670ba7542f.pdf | YES | Plastic; Metal | N/A | YES | N/A | YES | NO | YES | YES | YES | N/A | N/A | Wall-Mount | NO | 1; EA | NO | NO | NO | NO | PESTICIDE/AEROSOL: NO | CHEMICAL/SOLVENT: NO | Lead: No Mercury: No Silver: No Cadmium: No Chromium: No Barium: No Arsenic: No Selenium: No | PARCEL | 70 | N/A | N/A | N/A | N/A | N/A | N/A | N/A | N/A | HARDWIRED | N/A | N/A | N/A | NO | N/A | N/A | N/A | N/A | N/A | N/A | N/A | N/A | N/A | N/A | N/A | N/A | N/A | N/A | N/A | N/A | N/A | N/A | N/A | N/A | N/A | N/A | N/A | NO | YES | NO | 2017-06-24 | Mr. Steam Price Book 2017 | 2
CT81500 | ACCESSORY | Individual Parts | ACTIVE | Max AutoFlush | 767931901805 | 00767931901805 | N/A | Max AutoFlush for Residential eSeries Max Generators | 495 | 346.5 | 2019-04-01 | Yes | 2.3 | 3.95 | 2.39 | 4.37 | 3.95 x 2.39 x 4.37 | 4 | 10 | 7 | 4 | 10 x 7 x 4 | Your steam generator is the most important component of your steam shower. Protect your investment with AutoFlush. AutoFlush® is a MrSteam exclusive product. It's an automatic self-cleaning system that promotes a long, healthy life for steam generators by automatically flushing the generator of sediment two hours after every steambath. We automate everything in the background, so no work is needed after every steam shower session. AutoFlush® assures that you get clean steam every time. | The system quietly flushes impurities through a ½" electronically-activated valve - no small opening to clog | Automatically flushes old water and impurities from your steam generator after every session, no buttons to push to initiate draining | Impurities and old water are flushed through a 1/2" , electronically activated valve. You'll never experience a clog, and there's nothing to remember | Simple plug and play installation | [6 empty] | N/A | N/A | N/A | N/A | NO |  | All eSeries Max Generators | N/A | N/A | N/A | https://cdn.intelligencebank.com/us/share/B3R/KeX0/21y6/original/steam-logo-white.jpg | https://cdn.intelligencebank.com/us/share/B3R/06wq/8wEq/original/MS81500X-front.jpg | N/A | N/A | https://vimeo.com/58153234 | https://vimeo.com/58153232 | https://vimeo.com/62070200 | N/A | http://prodrep.mrsteam.com/DocumentResources/d1f0ef4a-aa86-4f9f-b8e4-ceba8ace31f3.pdf | http://prodrep.mrsteam.com/DocumentResources/0468ef5a-0b97-439b-8fad-c2c296d89e6f.pdf | http://prodrep.mrsteam.com/DocumentResources/278f8bd4-e4dd-4dc6-bbf8-9b48e09be4aa.pdf | N/A | N/A | UNITED STATES | http://prodrep.mrsteam.com/DocumentResources/d6a61c17-60ee-4efc-b1ec-4fa4cb6c55b8.pdf | 72 HOURS | http://prodrep.mrsteam.com/DocumentResources/b5afb184-70de-468c-97a0-d879e9b36e4f.pdf | http://prodrep.mrsteam.com/DocumentResources/207038c5-7e8a-4aaf-92c1-c2769451f065.pdf | http://prodrep.mrsteam.com/DocumentResources/fb82c221-da8d-4d90-ae1e-66670ba7542f.pdf | NO | Metal | UL Recognized | NO | N/A | YES | NO | YES | NO | NO | N/A | N/A | Wall-Mount or Floor-Mount | NO | 1; EA | NO | NO | NO | NO | PESTICIDE/AEROSOL: NO | CHEMICAL/SOLVENT: NO | Lead: No Mercury: No Silver: No Cadmium: No Chromium: No Barium: No Arsenic: No Selenium: No | PARCEL | 70 | N/A | N/A | N/A | N/A | N/A | N/A | N/A | N/A | N/A | N/A | N/A | N/A | NO | N/A | N/A | N/A | N/A | N/A | N/A | N/A | N/A | N/A | N/A | N/A | N/A | N/A | N/A | N/A | N/A | N/A | N/A | N/A | N/A | N/A | N/A | N/A | NO | NO | NO | 2017-06-24 | Mr. Steam Price Book 2017 | N/A
104402 | ACCESSORY | Individual Parts | PENDING | Max Condensation Pan | 767931916311 | 00767931916311 | N/A | Max Condensation Pan for Mr. Steam eSeries Max Generators | 225 | 157.5 | 2019-04-01 | Yes | 3.7 | 34.06 | 9 | 1.45 | 34.06 x 9 x 1.45 | 6 | 35.06 | 9.53 | 2.5 | 35.06 x 9.53 x 2.5 | Sitting under our e-Series Generators, the Condensation Pan protects bathrooms from potential water escape. Just locate the condensation pan on a solid level surface and place the steam generator inside the condensation pan. Insure the steam generator is level. Condensation pan drains by gravity. | Installs beneath the steam generator and connects to an approved drain line to collect and direct a potential water accumulation or leak | Built in brackets raise the Steam Generator above the bottom of the pan | Measures 33”L x 9”W x 1 ½”H | Compatible with all Max generators | [6 empty] | N/A | N/A | N/A | N/A | NO |  | All eSeries Max Generators | N/A | N/A | N/A | https://cdn.intelligencebank.com/us/share/B3R/KeX0/21y6/original/steam-logo-white.jpg | https://cdn.intelligencebank.com/us/share/B3R/06wq/WMXd/original/104402-angle.jpg | N/A | N/A | https://vimeo.com/58153234 | https://vimeo.com/58153232 | N/A | N/A | http://prodrep.mrsteam.com/DocumentResources/d1f0ef4a-aa86-4f9f-b8e4-ceba8ace31f3.pdf | http://prodrep.mrsteam.com/DocumentResources/0468ef5a-0b97-439b-8fad-c2c296d89e6f.pdf | http://prodrep.mrsteam.com/DocumentResources/278f8bd4-e4dd-4dc6-bbf8-9b48e09be4aa.pdf | N/A | N/A | UNITED STATES | http://prodrep.mrsteam.com/DocumentResources/d6a61c17-60ee-4efc-b1ec-4fa4cb6c55b8.pdf | 72 HOURS | http://prodrep.mrsteam.com/DocumentResources/c566466a-4819-4364-b47b-9ec1e71d3f77.pdf | Coming Soon | http://prodrep.mrsteam.com/DocumentResources/fb82c221-da8d-4d90-ae1e-66670ba7542f.pdf | NO | Metal | N/A | NO | N/A | YES | NO | YES | NO | NO | N/A | N/A | Floor-Mount | NO | 1; EA | NO | NO | NO | NO | PESTICIDE/AEROSOL: NO | CHEMICAL/SOLVENT: NO | Lead: No Mercury: No Silver: No Cadmium: No Chromium: No Barium: No Arsenic: No Selenium: No | PARCEL | 70 | N/A | N/A | N/A | N/A | N/A | N/A | N/A | N/A | N/A | N/A | N/A | N/A | NO | N/A | N/A | N/A | N/A | N/A | N/A | N/A | N/A | N/A | N/A | N/A | N/A | N/A | N/A | N/A | N/A | N/A | N/A | N/A | N/A | N/A | N/A | N/A | NO | NO | NO | 2017-06-24 | Mr. Steam Price Book 2017 | N/A
CHROMA3DUOBK | ACCESSORY | ChromaTherapy | PENDING | ChromaSteam3 Dual System in Black | 767931915857 | 00767931915857 | BLACK | ChromaSteam3 System suffuses the steam shower with a spectrum of color from airy blue to sensual red. Select color and modes directly from the iSteam3 Control. Can also be controlled from a dedicated wall switch. Includes a built-in low voltage transformer and color microprocessor. | 1650 | 1155 | 2019-04-01 | Yes | 16 | 10 | 10 | 16 | 10 x 10 x 16 | 16 | 10 | 10 | 16 | 10 x 10 x 16 | Step into your shower. Let the steam envelope you. Now extend a hand and effortlessly dial in just the mood you're seeking. Your elegant, vapor-sealed LED mood lighting responds with a flood of pure energy. | Select color and modes directly from the iSteam®3 control | Can also be controlled from a dedicated wall switch | Included low voltage power supply | Works with all MrSteam eSeries Generators | Includes two Chroma lights and one control module | [5 empty] | 0.0384 | 38.4 | 120 | 0.4 | NO |  | All eSeries Generators | N/A | N/A | N/A | https://cdn.intelligencebank.com/us/share/B3R/KeX0/21y6/original/steam-logo-white.jpg | https://cdn.intelligencebank.com/us/share/B3R/06wq/rXW6/original/CHROMA3DUOBK.jpg | N/A | N/A | https://vimeo.com/58153234 | https://vimeo.com/58153232 | https://vimeo.com/246511028 | N/A | http://prodrep.mrsteam.com/DocumentResources/d1f0ef4a-aa86-4f9f-b8e4-ceba8ace31f3.pdf | http://prodrep.mrsteam.com/DocumentResources/0468ef5a-0b97-439b-8fad-c2c296d89e6f.pdf | http://prodrep.mrsteam.com/DocumentResources/278f8bd4-e4dd-4dc6-bbf8-9b48e09be4aa.pdf |  | N/A | UNITED STATES | http://prodrep.mrsteam.com/DocumentResources/d6a61c17-60ee-4efc-b1ec-4fa4cb6c55b8.pdf | 72 HOURS | http://prodrep.mrsteam.com/DocumentResources/93a9e7c7-ed65-4dea-b19f-96ea4aeb43d1.pdf | http://prodrep.mrsteam.com/DocumentResources/b9c1889e-545a-4002-9f87-6387af2431a1.pdf | http://prodrep.mrsteam.com/DocumentResources/fb82c221-da8d-4d90-ae1e-66670ba7542f.pdf | NO | Plastic | UL Recognized | NO | N/A | NO | NO | YES | NO | NO | N/A | N/A | Ceiling-Mount; Wall-Mount | NO | 1; EA | NO | NO | NO | NO | PESTICIDE/AEROSOL: NO | CHEMICAL/SOLVENT: NO | Lead: No Mercury: No Silver: No Cadmium: No Chromium: No Barium: No Arsenic: No Selenium: No | PARCEL | 70 | N/A | N/A | N/A | N/A | N/A | N/A | N/A | N/A | N/A | N/A | N/A | N/A | NO | N/A | N/A | N/A | N/A | N/A | N/A | N/A | N/A | N/A | N/A | N/A | N/A | N/A | N/A | N/A | N/A | N/A | N/A | N/A | N/A | N/A | N/A | N/A | NO | YES | NO | 2017-06-24 | Mr. Steam Price Book 2017 | N/A
CHROMA3DUOWH | ACCESSORY | ChromaTherapy | PENDING | ChromaSteam3 Dual System in White | 767931915864 | 00767931915864 | WHITE | ChromaSteam3 System suffuses the steam shower with a spectrum of color from airy blue to sensual red. Select color and modes directly from the iSteam3 Control. Can also be controlled from a dedicated wall switch. Includes a built-in low voltage transformer and color microprocessor. | 1650 | 1155 | 2019-04-01 | Yes | 16 | 10 | 10 | 16 | 10 x 10 x 16 | 16 | 10 | 10 | 16 | 10 x 10 x 16 | Step into your shower. Let the steam envelope you. Now extend a hand and effortlessly dial in just the mood you're seeking. Your elegant, vapor-sealed LED mood lighting responds with a flood of pure energy. | Select color and modes directly from the iSteam®3 control | Can also be controlled from a dedicated wall switch | Included low voltage power supply | Works with all MrSteam eSeries Generators | Includes two Chroma lights and one control module | [5 empty] | 0.0384 | 38.4 | 120 | 0.4 | NO |  | All eSeries Generators | N/A | N/A | N/A | https://cdn.intelligencebank.com/us/share/B3R/KeX0/21y6/original/steam-logo-white.jpg | https://cdn.intelligencebank.com/us/share/B3R/06wq/bMKA/original/CHROMA3DUOWH.jpg | N/A | N/A | https://vimeo.com/58153234 | https://vimeo.com/58153232 | https://vimeo.com/246511028 | N/A | http://prodrep.mrsteam.com/DocumentResources/d1f0ef4a-aa86-4f9f-b8e4-ceba8ace31f3.pdf | http://prodrep.mrsteam.com/DocumentResources/0468ef5a-0b97-439b-8fad-c2c296d89e6f.pdf | http://prodrep.mrsteam.com/DocumentResources/278f8bd4-e4dd-4dc6-bbf8-9b48e09be4aa.pdf |  | N/A | UNITED STATES | http://prodrep.mrsteam.com/DocumentResources/d6a61c17-60ee-4efc-b1ec-4fa4cb6c55b8.pdf | 72 HOURS | http://prodrep.mrsteam.com/DocumentResources/93a9e7c7-ed65-4dea-b19f-96ea4aeb43d1.pdf | http://prodrep.mrsteam.com/DocumentResources/b9c1889e-545a-4002-9f87-6387af2431a1.pdf | http://prodrep.mrsteam.com/DocumentResources/fb82c221-da8d-4d90-ae1e-66670ba7542f.pdf | NO | Plastic | UL Recognized | NO | N/A | NO | NO | YES | NO | NO | N/A | N/A | Ceiling-Mount; Wall-Mount | NO | 1; EA | NO | NO | NO | NO | PESTICIDE/AEROSOL: NO | CHEMICAL/SOLVENT: NO | Lead: No Mercury: No Silver: No Cadmium: No Chromium: No Barium: No Arsenic: No Selenium: No | PARCEL | 70 | N/A | N/A | N/A | N/A | N/A | N/A | N/A | N/A | N/A | N/A | N/A | N/A | NO | N/A | N/A | N/A | N/A | N/A | N/A | N/A | N/A | N/A | N/A | N/A | N/A | N/A | N/A | N/A | N/A | N/A | N/A | N/A | N/A | N/A | N/A | N/A | NO | YES | NO | 2017-06-24 | Mr. Steam Price Book 2017 | N/A

## CU-CT
MFG NAME | CATEGORY | COLLECTION | MFG STATUS | PRODUCT NAME | UPC | GTIN | COLOR/FINISH | PRODUCT DESCRIPTION | LIST PRICE | MAP PRICE | EFFECTIVE PRICE DATE | MAP STRICTLY ENFORCED | PRODUCT WEIGHT | PRODUCT LENGTH | PRODUCT WIDTH | PRODUCT HEIGHT/DEPTH | PRODUCT DIMENSIONS | SHIPPING WEIGHT | SHIPPING LENGTH/DEPTH | SHIPPING WIDTH | SHIPPING HEIGHT | SHIPPING DIMENSIONS | MARKETING COPY | BULLET 1 | BULLET 2 | BULLET 3 | BULLET 4 | BULLET 5 | BULLET 6 | BULLET 7 | BULLET 8 | BULLET 9 | BULLET 10 | KW | WATTS | VOLTS | AMPS | PHASE | WIRE WIRE GAUGE | COMPATIBLE GENERATOR | OPTIONAL ACCESSORIES | LIQUID VOLUME | SCENT | BRAND LOGO IMAGE | IMAGES 1 | IMAGES 2 | IMAGES SIDE | VIDEO BRAND | VIDEO BENEFITS | VIDEO PROMOTIONAL | VIDEO INSTALLATION | PLANNING GUIDE | BENEFITS BROCHURE | STEAM BENEFITS BROCHURE | WERCSMART WPS ID | CHEMICAL & CAS # | COUNTRY OF ORIGIN | WARRANTY | SUPPLIER LEAD TIME | GENERAL IOM | TECH SPECS | IOM | CLOCK? | CONSTRUCTION MATERIAL | CERTIFICATIONS & LISTINGS | STEAM HEAD INCLUDED? | STEAM PRODUCTION TIME (MIN) | MOUNTABLE INSIDE STEAM SHOWER? | CONTAINS WOOD? | HARDWIRED? | HAS ADJUSTABLE SESSION SETTINGS? | HAS ADJUSTABLE TEMPERATURE CONTROL? | MAXIMUM TIME SETTINGS (MIN) | MAXIMUM TEMPERATURE SETTINGS (°F) | INSTALLATION TYPE | CONTAINS BATTERY? | SELL PACKAGE QTY & UOM | PROP. 65? | NESTABLE? | LABELED WITH AGE? MARKED FOR CHILDREN? | WILL CHILDREN BE EXPOSED TO PRODUCT? | PESTICIDE/AEROSOL: NO | CONTAINS: CHEMICAL/SOLVENT, LIQUID, PESTICIDE, AEROSOL? | TOXIC CHARACTERISTICS LEACHING PROCEDURE (TCLP) REPORT FOR HAZMAT | SHIP TYPE | FREIGHT CLASS | LINE FUSE | LIQUID CAPACITY | DRAIN LOCATION | DRAIN OPENING | PIPE FITTING & TUBING | PRESSURE MAX | END CONNECTION | AUTOMATIC SHUT-OFF | FUEL TYPE | ROOM VOLUME | GPM (GAL/MIN--FOR GEN ONLY) | GPC (GAL/CYCLE--FOR GEN ONLY) | MSDS SHEET | BTU | MBH | ECO LOGO CERTIFIED? | HORSEPOWER | IGNITION SYSTEM | INLET/OUTLET | RPM | ANSI | ASME | ASSE | ASTM | BAA | CARB/OTC/LEED | CSA | EPA | ETL | FM APPROVED? | GSA APPROVED? | IAMPO LISTED? | ISO SPECS | MA APPROVED? | NSF SPECS | NSF CERTIFIED? | RESTRICTIONS: REGIONAL, STATES | SERIALIZED ITEM? | GREEN PRODUCT | PUBLISHED PRICE SHEET EFFECTIVE DATE | PRICE SHEET NAME
104218 | COMMERCIAL CU | COMMERCIAL STEAMHEAD | DISCONTINUED | CU 44 in. Linear Steam head for Commercial Units | 767931905544 | 00767931905544 | N/A | Linear Steam head 48" for use with CU2000 through CU4500 | 0 | 0 | 2019-04-15 | Yes | 10 | 43.125 | 7.5 | 3.25 | 43.125 x 7.5 x 3.25 | 9 | 44 | 8 | 4 | 44 x 8 x 4 | Mounts flush to the wall, and creates a wide ribbon of smooth, silent steam that brings a new level of performance and aesthetic pleasure to your steam shower. Linear SteamHead is like an inverted waterfall, cascading gently upwards into your shower quietly and condensation-free. | A series of patented interior baffles delivers whisper quiet billowing steam. | Installs flush to the wall and nearly disappears in the grout line | Slender, horizontal opening disperses steam evenly and smoothly. | Anodized aluminum construction and finish. | Available in 16" or 27.5" | No assembly of moving parts required. |  |  |  |  | N/A | N/A | N/A | N/A | N/A | N/A | CU2000-CU4500 | CU-AROMAFLOA | N/A | N/A | https://cdn.intelligencebank.com/us/share/B3R/KeX0/21y6/original/steam-logo-white.jpg |  | N/A | N/A | https://vimeo.com/58153234 | https://vimeo.com/58153232 | N/A | N/A | http://prodrep.mrsteam.com/DocumentResources/d1f0ef4a-aa86-4f9f-b8e4-ceba8ace31f3.pdf | http://prodrep.mrsteam.com/DocumentResources/d1f0ef4a-aa86-4f9f-b8e4-ceba8ace31f3.pdf | http://prodrep.mrsteam.com/DocumentResources/0468ef5a-0b97-439b-8fad-c2c296d89e6f.pdf | N/A | N/A | UNITED STATES | http://prodrep.mrsteam.com/DocumentResources/2e933abd-df38-4315-be56-7fe09c30acec.pdf | 72 HOURS | N/A | http://prodrep.mrsteam.com/DocumentResources/36e5fe5b-5800-47cd-b1aa-3c522437a7e3.pdf | http://prodrep.mrsteam.com/DocumentResources/8c235cee-96d3-44db-a8cf-f372161d8c51.pdf | NO | Brass | N/A | No | N/A | NO | NO | Yes | NO | NO | N/A | N/A | Wall-Mount | NO | 1; EA | NO | NO | NO | NO | PESTICIDE/AEROSOL: NO | CHEMICAL/SOLVENT: NO | Lead: No Mercury: No Silver: No Cadmium: No Chromium: No Barium: No Arsenic: No Selenium: No | PARCEL | 70 | N/A | N/A | N/A | N/A | N/A | N/A | N/A | N/A | N/A | N/A | N/A | N/A | NO | N/A | N/A | N/A | N/A | N/A | N/A | N/A | N/A | N/A | N/A | N/A | N/A | N/A | N/A | N/A | N/A | N/A | N/A | N/A | N/A | NO | N/A | N/A | NO | NO | NO | 2017-06-24 | Mr. Steam Price Book 2017
104217 | ACCESSORY | Linear SteamHead | ACTIVE | Linear 27.5 in. Steam Head | 767931905537 | 00767931905537 | N/A | Linear Steam head 27.5" for use with Max series and Commercial Generators CU360 through CU1400 | 600 | 24.5 | 2019-04-01 | Yes | 7 | 27.125 | 7.5 | 4.25 | 27.125 x 7.5 x 4.25 | 7 | 28 | 8 | 4 | 28 x 8 x 4 | Mounts flush to the wall, and creates a wide ribbon of smooth, silent steam that brings a new level of performance and aesthetic pleasure to your steam shower. Linear SteamHead is like an inverted waterfall, cascading gently upwards into your shower quietly and condensation-free. | A series of patented interior baffles delivers whisper quiet billowing steam. | Installs flush to the wall and nearly disappears in the grout line | Slender, horizontal opening disperses steam evenly and smoothly. | Anodized aluminum construction and finish. | Available in 16" or 27.5" | No assembly of moving parts required. |  |  |  |  | N/A | N/A | N/A | N/A | NO | N/A | All eSeries Max Generators | N/A | N/A | N/A | https://cdn.intelligencebank.com/us/share/B3R/KeX0/21y6/original/steam-logo-white.jpg |  | N/A | N/A | https://vimeo.com/58153234 | https://vimeo.com/58153232 | https://vimeo.com/279044781 | https://vimeo.com/151942185 | http://prodrep.mrsteam.com/DocumentResources/d1f0ef4a-aa86-4f9f-b8e4-ceba8ace31f3.pdf | N/A | http://prodrep.mrsteam.com/DocumentResources/0468ef5a-0b97-439b-8fad-c2c296d89e6f.pdf | N/A | N/A | UNITED STATES | http://prodrep.mrsteam.com/DocumentResources/d6a61c17-60ee-4efc-b1ec-4fa4cb6c55b8.pdf | 72 HOURS | http://prodrep.mrsteam.com/DocumentResources/36e5fe5b-5800-47cd-b1aa-3c522437a7e3.pdf | http://prodrep.mrsteam.com/DocumentResources/8c235cee-96d3-44db-a8cf-f372161d8c51.pdf | http://prodrep.mrsteam.com/DocumentResources/fb82c221-da8d-4d90-ae1e-66670ba7542f.pdf | NO | Brass | N/A | NO | N/A | YES | NO | YES | NO | NO | N/A | N/A | Wall-Mount or Floor-Mount | NO | 1; EA | NO | NO | NO | NO | PESTICIDE/AEROSOL: NO | CHEMICAL/SOLVENT: NO | Lead: No Mercury: No Silver: No Cadmium: No Chromium: No Barium: No Arsenic: No Selenium: No | PARCEL | 70 | N/A | N/A | N/A | N/A | N/A | N/A | N | N/A | N/A | N/A | N/A | N/A | NO | N/A | N/A | N/A | N/A | N/A | N/A | N/A | N/A | N/A | N/A | N/A | N/A | N/A | N/A | N/A | N/A | N/A | N/A | N/A | N/A | N/A | N/A | N/A | NO | NO | NO | 2017-06-24 | Mr. Steam Price Book 2017
104072 | ACCESSORY | Individual Parts | ACTIVE | Steam Vent | 767931900167 | 00767931900167 | N/A | Must use with mechanical timer to release hydrostatic pressure in the boiler while filling when the timer has timed out | 275 | 24.5 | 2019-04-01 | Yes | 1 | 1.58 | 1.58 | 4.08 | 1.58 x 1.58 x 4.08 | 2 | 10 | 7 | 4 | 10 x 7 x 4 | Must use with mechanical timer to release hydrostatic pressure in the boiler while filling when the timer has timed out | For use with commercial steam generators | [9 empty] | N/A | N/A | N/A | N/A | NO | N/A | All eSeries Generators | N/A | N/A | N/A | https://cdn.intelligencebank.com/us/share/B3R/KeX0/21y6/original/steam-logo-white.jpg | http://public2.intelligencebank.com/e2c56f829e1e5d82347c365bf31980f6/6265ec4be40e8b7d286587dd04fe8705/104072.jpg | N/A | N/A | https://vimeo.com/58153234 | https://vimeo.com/58153232 | N/A | N/A | http://prodrep.mrsteam.com/DocumentResources/d1f0ef4a-aa86-4f9f-b8e4-ceba8ace31f3.pdf | N/A | http://prodrep.mrsteam.com/DocumentResources/278f8bd4-e4dd-4dc6-bbf8-9b48e09be4aa.pdf | N/A | N/A | UNITED STATES | http://prodrep.mrsteam.com/DocumentResources/d6a61c17-60ee-4efc-b1ec-4fa4cb6c55b8.pdf | 72 HOURS |  |  | http://prodrep.mrsteam.com/DocumentResources/fb82c221-da8d-4d90-ae1e-66670ba7542f.pdf | No | Brass | NO | NO | N/A | NO | NO | YES | NO | YES | N/A | N/A | Wall-Mount or Floor-Mount | NO | 1; EA | NO | NO | NO | NO | PESTICIDE/AEROSOL: NO | CHEMICAL/SOLVENT: NO | Lead: No Mercury: No Silver: No Cadmium: No Chromium: No Barium: No Arsenic: No Selenium: No | PARCEL | 70 | N/A | N/A | N/A | N/A | N/A | N/A | N/A | N/A | N/A | N/A | N/A | N/A | NO | N/A | N/A | N/A | N/A | N/A | N/A | N/A | N/A | N/A | N/A | N/A | N/A | N/A | N/A | N/A | N/A | N/A | N/A | N/A | N/A | N/A | N/A | N/A | NO | NO | NO | 2017-06-24 | Mr. Steam Price Book 2017
CT12EC1-I3BK | COMMERCIAL CT | COMMERCIAL GENERATOR PACKAGE | ACTIVE | CT Day Spa Steam Generator 12 kW 240V 1Ph with iSteam®3Control in Black | 767931911101 | 00767931911101 | N/A | CT12EC1-I3BK Day Spa System includes (1) iSteam®3 Control in Black, (1) Matching AromaSteam SteamHead with Acrylic Shield, (1) AutoFlush® System, (1) Express Steam® (factory installed), (1) Condensation Pan, (1) CT SteamStop®, (1) MSTS In-Room Temperature Probe | 5850 | 4095 | 2019-04-15 | Yes | 58 | 17 | 7.875 | 18.75 | 17 x 7.875 x 18.75 | 58 | 23 | 15 | 25 | 23 x 15 x 25 | The CT Day Spa System provides space-conscious spa facilities with high performance, low maintenance steam room solutions. This complete system combines performance and aesthetics with reliability. The CT Day Spa™ steam generators are ideal for smaller steam rooms in resorts, medical facilities, hotels, spas and clubs. They are designed for rooms no larger than 575 cu. ft. that are occupied by no more than two people at a time, and in operation less than six hours a day. | The compact design is easily installed in most service closets, storage areas, or similar dry, heated locations | Constructed of 100% stainless steel inside and out, CT Club Therapy generators deliver longevity, functionality and durability | Equipped with an advanced control that allow the owner/operator to control and customize each user’s steam bathing experience | The spa visitor can use the CT Steam Stop™ control inside the room to further control their session | US and Canada UL listed | [5 empty] | 12 | 12000 | 240 | 50 | NO | 6 | N/A | N/A | N/A | N/A | https://cdn.intelligencebank.com/us/share/B3R/KeX0/21y6/original/steam-logo-white.jpg |  | N/A | N/A | https://vimeo.com/58153234 | https://vimeo.com/58153232 | N/A | N/A | http://prodrep.mrsteam.com/DocumentResources/d1f0ef4a-aa86-4f9f-b8e4-ceba8ace31f3.pdf | http://prodrep.mrsteam.com/DocumentResources/d1f0ef4a-aa86-4f9f-b8e4-ceba8ace31f3.pdf | http://prodrep.mrsteam.com/DocumentResources/0468ef5a-0b97-439b-8fad-c2c296d89e6f.pdf | N/A | N/A | UNITED STATES | http://prodrep.mrsteam.com/DocumentResources/6575318a-598b-4623-a7f2-6e7e24490eab.pdf | 72 HOURS | N/A | http://prodrep.mrsteam.com/DocumentResources/1348b411-7f7f-45a4-aecc-8ce1bafa4e6b.pdf | http://prodrep.mrsteam.com/DocumentResources/a5fa2541-3b43-400d-98f1-d9a568fcf32b.pdf | YES | Plastic; Metal; Stainless Steel | UL Listed; cUL Listed | Yes | N/A | YES | NO | Yes | YES | YES | 60 | 120 | Wall-Mount or Floor-Mount | NO | 1; EA | NO | NO | NO | NO | PESTICIDE/AEROSOL: NO | CHEMICAL/SOLVENT: NO | Lead: No Mercury: No Silver: Yes, below Cadmium: No Chromium: No Barium: No Arsenic: No Selenium: No | PARCEL | 70 | N/A | N/A | RIGHT | 1/2 NPT | 1/2 NPT & 3/8 NPT | 0 PSI | NPT | N/A | ELECTRIC | 361 - 575 CU. FT. | N/A | N/A | NO | N/A | N/A | N/A | N/A | N/A | N/A | N/A | N/A | N/A | N/A | N/A | N/A | N/A | N/A | N/A | N/A | N/A | N/A | N/A | N/A | N/A | N/A | N/A | NO | YES | NO | 2017-06-24 | Mr. Steam Price Book 2017
CT12EC1-PC | COMMERCIAL CT | COMMERCIAL GENERATOR PACKAGE | ACTIVE | CT Day Spa Steam Generator 12 kW 240V 1Ph with iTempo Plus Control In Round Polished Chrome | 767931906817 | 00767931906817 | POLISHED CHROME | CT12EC1-PC Day Spa System includes (1) iTempoPlus® Control in Polished Chrome, (1) Matching AromaSteam SteamHead with Acrylic Shield, (1) AutoFlush® System, (1) Express Steam® (factory installed), (1) Condensation Pan, (1) CT SteamStop®, (1) MSTS In-Room Temperature Probe | 5500 | 3850 | 2019-04-15 | Yes | 53 | 17 | 7.875 | 18.75 | 17 x 7.875 x 18.75 | 53 | 23 | 15 | 25 | 23 x 15 x 25 | The CT Day Spa System provides space-conscious spa facilities with high performance, low maintenance steam room solutions. This complete system combines performance and aesthetics with reliability. The CT Day Spa™ steam generators are ideal for smaller steam rooms in resorts, medical facilities, hotels, spas and clubs. They are designed for rooms no larger than 575 cu. ft. that are occupied by no more than two people at a time, and in operation less than six hours a day. | The compact design is easily installed in most service closets, storage areas, or similar dry, heated locations | Constructed of 100% stainless steel inside and out, CT Club Therapy generators deliver longevity, functionality and durability | Equipped with an advanced control that allow the owner/operator to control and customize each user’s steam bathing experience | The spa visitor can use the CT Steam Stop™ control inside the room to further control their session | US and Canada UL listed | [5 empty] | 12 | 12000 | 240 | 50 | NO | 6 | N/A | N/A | N/A | N/A | https://cdn.intelligencebank.com/us/share/B3R/KeX0/21y6/original/steam-logo-white.jpg |  | N/A | N/A | https://vimeo.com/58153234 | https://vimeo.com/58153232 | N/A | N/A | http://prodrep.mrsteam.com/DocumentResources/d1f0ef4a-aa86-4f9f-b8e4-ceba8ace31f3.pdf | http://prodrep.mrsteam.com/DocumentResources/d1f0ef4a-aa86-4f9f-b8e4-ceba8ace31f3.pdf | http://prodrep.mrsteam.com/DocumentResources/0468ef5a-0b97-439b-8fad-c2c296d89e6f.pdf | N/A | N/A | UNITED STATES | http://prodrep.mrsteam.com/DocumentResources/6575318a-598b-4623-a7f2-6e7e24490eab.pdf | 72 HOURS | N/A | http://prodrep.mrsteam.com/DocumentResources/1348b411-7f7f-45a4-aecc-8ce1bafa4e6b.pdf | http://prodrep.mrsteam.com/DocumentResources/a5fa2541-3b43-400d-98f1-d9a568fcf32b.pdf | YES | Plastic; Metal; Stainless Steel | UL Listed; cUL Listed | Yes | N/A | YES | NO | Yes | YES | YES | 60 | 120 | Wall-Mount or Floor-Mount | NO | 1; EA | NO | NO | NO | NO | PESTICIDE/AEROSOL: NO | CHEMICAL/SOLVENT: NO | Lead: No Mercury: No Silver: Yes, below Cadmium: No Chromium: No Barium: No Arsenic: No Selenium: No | PARCEL | 70 | N/A | N/A | RIGHT | 1/2 NPT | 1/2 NPT & 3/8 NPT | 0 PSI | NPT | N/A | ELECTRIC | 361 - 575 CU. FT. | N/A | N/A | NO | N/A | N/A | N/A | N/A | N/A | N/A | N/A | N/A | N/A | N/A | N/A | N/A | N/A | N/A | N/A | N/A | N/A | N/A | N/A | N/A | N/A | N/A | N/A | NO | YES | NO | 2017-06-24 | Mr. Steam Price Book 2017
CT15EC1-I3BK | COMMERCIAL CT | COMMERCIAL GENERATOR PACKAGE | ACTIVE | CT Day Spa Steam Generator 15 kW 240V 1Ph with iSteam®3Control in Black | 767931911118 | 00767931911118 | N/A | CT15EC1-I3BK Day Spa System includes (1) iSteam®3 Control in Black, (1) Matching AromaSteam SteamHead with Acrylic Shield, (1) AutoFlush® System, (1) Express Steam® (factory installed), (1) Condensation Pan, (1) CT SteamStop®, (1) MSTS In-Room Temperature Probe | 6350 | 4445 | 2019-04-15 | Yes | 58 | 17 | 7.875 | 18.75 | 17 x 7.875 x 18.75 | 58 | 23 | 15 | 25 | 23 x 15 x 25 | The CT Day Spa System provides space-conscious spa facilities with high performance, low maintenance steam room solutions. This complete system combines performance and aesthetics with reliability. The CT Day Spa™ steam generators are ideal for smaller steam rooms in resorts, medical facilities, hotels, spas and clubs. They are designed for rooms no larger than 575 cu. ft. that are occupied by no more than two people at a time, and in operation less than six hours a day. | The compact design is easily installed in most service closets, storage areas, or similar dry, heated locations | Constructed of 100% stainless steel inside and out, CT Club Therapy generators deliver longevity, functionality and durability | Equipped with an advanced control that allow the owner/operator to control and customize each user’s steam bathing experience | The spa visitor can use the CT Steam Stop™ control inside the room to further control their session | US and Canada UL listed | [5 empty] | 15 | 15000 | 240 | 63 | NO | 4 | N/A | N/A | N/A | N/A | https://cdn.intelligencebank.com/us/share/B3R/KeX0/21y6/original/steam-logo-white.jpg |  | N/A | N/A | https://vimeo.com/58153234 | https://vimeo.com/58153232 | N/A | N/A | http://prodrep.mrsteam.com/DocumentResources/d1f0ef4a-aa86-4f9f-b8e4-ceba8ace31f3.pdf | http://prodrep.mrsteam.com/DocumentResources/d1f0ef4a-aa86-4f9f-b8e4-ceba8ace31f3.pdf | http://prodrep.mrsteam.com/DocumentResources/0468ef5a-0b97-439b-8fad-c2c296d89e6f.pdf | N/A | N/A | UNITED STATES | http://prodrep.mrsteam.com/DocumentResources/6575318a-598b-4623-a7f2-6e7e24490eab.pdf | 72 HOURS | N/A | http://prodrep.mrsteam.com/DocumentResources/1348b411-7f7f-45a4-aecc-8ce1bafa4e6b.pdf | http://prodrep.mrsteam.com/DocumentResources/a5fa2541-3b43-400d-98f1-d9a568fcf32b.pdf | YES | Plastic; Metal; Stainless Steel | UL Listed; cUL Listed | Yes | N/A | YES | NO | Yes | YES | YES | 60 | 120 | Wall-Mount or Floor-Mount | NO | 1; EA | NO | NO | NO | NO | PESTICIDE/AEROSOL: NO | CHEMICAL/SOLVENT: NO | Lead: No Mercury: No Silver: Yes, below Cadmium: No Chromium: No Barium: No Arsenic: No Selenium: No | PARCEL | 70 | N/A | N/A | RIGHT | 1/2 NPT | 1/2 NPT & 3/8 NPT | 0 PSI | NPT | N/A | ELECTRIC | 576 - 675 CU. FT. | N/A | N/A | NO | N/A | N/A | N/A | N/A | N/A | N/A | N/A | N/A | N/A | N/A | N/A | N/A | N/A | N/A | N/A | N/A | N/A | N/A | N/A | N/A | N/A | N/A | N/A | NO | YES | NO | 2017-06-24 | Mr. Steam Price Book 2017
CT15EC1-PC | COMMERCIAL CT | COMMERCIAL GENERATOR PACKAGE | ACTIVE | CT Day Spa Steam Generator 15 kW 240V 1Ph with iTempoPlus Control in Polished Chrome | 767931906824 | 00767931906824 | POLISHED CHROME | CT15EC1-PC Day Spa System includes (1) iTempoPlus® Control in Polished Chrome, (1) Matching AromaSteam SteamHead with Acrylic Shield, (1) AutoFlush® System, (1) Express Steam® (factory installed), (1) Condensation Pan, (1) CT SteamStop®, (1) MSTS In-Room Temperature Probe | 6000 | 4200 | 2019-04-15 | Yes | 53 | 17 | 7.875 | 18.75 | 17 x 7.875 x 18.75 | 53 | 23 | 15 | 25 | 23 x 15 x 25 | The CT Day Spa System provides space-conscious spa facilities with high performance, low maintenance steam room solutions. This complete system combines performance and aesthetics with reliability. The CT Day Spa™ steam generators are ideal for smaller steam rooms in resorts, medical facilities, hotels, spas and clubs. They are designed for rooms no larger than 575 cu. ft. that are occupied by no more than two people at a time, and in operation less than six hours a day. | The compact design is easily installed in most service closets, storage areas, or similar dry, heated locations | Constructed of 100% stainless steel inside and out, CT Club Therapy generators deliver longevity, functionality and durability | Equipped with an advanced control that allow the owner/operator to control and customize each user’s steam bathing experience | The spa visitor can use the CT Steam Stop™ control inside the room to further control their session | US and Canada UL listed | [5 empty] | 15 | 15000 | 240 | 63 | NO | 4 | N/A | N/A | N/A | N/A | https://cdn.intelligencebank.com/us/share/B3R/KeX0/21y6/original/steam-logo-white.jpg |  | N/A | N/A | https://vimeo.com/58153234 | https://vimeo.com/58153232 | N/A | N/A | http://prodrep.mrsteam.com/DocumentResources/d1f0ef4a-aa86-4f9f-b8e4-ceba8ace31f3.pdf | http://prodrep.mrsteam.com/DocumentResources/d1f0ef4a-aa86-4f9f-b8e4-ceba8ace31f3.pdf | http://prodrep.mrsteam.com/DocumentResources/0468ef5a-0b97-439b-8fad-c2c296d89e6f.pdf | N/A | N/A | UNITED STATES | http://prodrep.mrsteam.com/DocumentResources/6575318a-598b-4623-a7f2-6e7e24490eab.pdf | 72 HOURS | N/A | http://prodrep.mrsteam.com/DocumentResources/1348b411-7f7f-45a4-aecc-8ce1bafa4e6b.pdf | http://prodrep.mrsteam.com/DocumentResources/a5fa2541-3b43-400d-98f1-d9a568fcf32b.pdf | YES | Plastic; Metal; Stainless Steel | UL Listed; cUL Listed | Yes | N/A | YES | NO | Yes | YES | YES | 60 | 120 | Wall-Mount or Floor-Mount | NO | 1; EA | NO | NO | NO | NO | PESTICIDE/AEROSOL: NO | CHEMICAL/SOLVENT: NO | Lead: No Mercury: No Silver: Yes, below Cadmium: No Chromium: No Barium: No Arsenic: No Selenium: No | PARCEL | 70 | N/A | N/A | RIGHT | 1/2 NPT | 1/2 NPT & 3/8 NPT | 0 PSI | NPT | N/A | ELECTRIC | 576 - 675 CU. FT. | N/A | N/A | NO | N/A | N/A | N/A | N/A | N/A | N/A | N/A | N/A | N/A | N/A | N/A | N/A | N/A | N/A | N/A | N/A | N/A | N/A | N/A | N/A | N/A | N/A | N/A | NO | YES | NO | 2017-06-24 | Mr. Steam Price Book 2017
CT6EC1-I3BK | COMMERCIAL CT | COMMERCIAL GENERATOR PACKAGE | ACTIVE | CT Day Spa Steam Generator 6 kW 240V 1PH With iSteam®3Control in Black | 767931911088 | 00767931911088 | N/A | CT6EC1-I3BK Day Spa System includes (1) iSteam®3 Control in Black, (1) Matching AromaSteam SteamHead with Acrylic Shield, (1) AutoFlush® System, (1) Express Steam® (factory installed), (1) Condensation Pan, (1) CT SteamStop®, (1) MSTS In-Room Temperature Probe | 4950 | 3465 | 2019-04-15 | Yes | 58 | 17 | 7.875 | 18.75 | 17 x 7.875 x 18.75 | 58 | 23 | 15 | 25 | 23 x 15 x 25 | The CT Day Spa System provides space-conscious spa facilities with high performance, low maintenance steam room solutions. This complete system combines performance and aesthetics with reliability. The CT Day Spa™ steam generators are ideal for smaller steam rooms in resorts, medical facilities, hotels, spas and clubs. They are designed for rooms no larger than 575 cu. ft. that are occupied by no more than two people at a time, and in operation less than six hours a day. | The compact design is easily installed in most service closets, storage areas, or similar dry, heated locations | Constructed of 100% stainless steel inside and out, CT Club Therapy generators deliver longevity, functionality and durability | Equipped with an advanced control that allow the owner/operator to control and customize each user’s steam bathing experience | The spa visitor can use the CT Steam Stop™ control inside the room to further control their session | US and Canada UL listed | [5 empty] | 6 | 6000 | 240 | 25 | NO | 8 | N/A | N/A | N/A | N/A | https://cdn.intelligencebank.com/us/share/B3R/KeX0/21y6/original/steam-logo-white.jpg |  | N/A | N/A | https://vimeo.com/58153234 | https://vimeo.com/58153232 | N/A | N/A | http://prodrep.mrsteam.com/DocumentResources/d1f0ef4a-aa86-4f9f-b8e4-ceba8ace31f3.pdf | http://prodrep.mrsteam.com/DocumentResources/d1f0ef4a-aa86-4f9f-b8e4-ceba8ace31f3.pdf | http://prodrep.mrsteam.com/DocumentResources/0468ef5a-0b97-439b-8fad-c2c296d89e6f.pdf | N/A | N/A | UNITED STATES | http://prodrep.mrsteam.com/DocumentResources/6575318a-598b-4623-a7f2-6e7e24490eab.pdf | 72 HOURS | N/A | http://prodrep.mrsteam.com/DocumentResources/1348b411-7f7f-45a4-aecc-8ce1bafa4e6b.pdf | http://prodrep.mrsteam.com/DocumentResources/a5fa2541-3b43-400d-98f1-d9a568fcf32b.pdf | YES | Plastic; Metal; Stainless Steel | UL Listed; cUL Listed | Yes | N/A | YES | NO | Yes | YES | YES | 60 | 120 | Wall-Mount or Floor-Mount | NO | 1; EA | NO | NO | NO | NO | PESTICIDE/AEROSOL: NO | CHEMICAL/SOLVENT: NO | Lead: No Mercury: No Silver: Yes, below Cadmium: No Chromium: No Barium: No Arsenic: No Selenium: No | PARCEL | 70 | N/A | N/A | RIGHT | 1/2 NPT | 1/2 NPT & 3/8 NPT | 0 PSI | NPT | N/A | ELECTRIC | Up To 150 CU. FT. | N/A | N/A | NO | N/A | N/A | N/A | N/A | N/A | N/A | N/A | N/A | N/A | N/A | N/A | N/A | N/A | N/A | N/A | N/A | N/A | N/A | N/A | N/A | N/A | N/A | N/A | NO | YES | NO | 2017-06-24 | Mr. Steam Price Book 2017
CT6EC1-PC | COMMERCIAL CT | COMMERCIAL GENERATOR PACKAGE | ACTIVE | CT Day Spa Steam Generator 6 kW 240V 1PH With iTempo Plus Control In Round Polished Chrome | 767931906794 | 00767931906794 | POLISHED CHROME | CT6EC1-PC Day Spa System includes (1) iTempoPlus Control in Polished Chrome, (1) Matching AromaSteam SteamHead with Acrylic Shield, (1) AutoFlush® System, (1) Express Steam® (factory installed), (1) Condensation Pan, (1) CT SteamStop®, (1) MSTS In-Room Temperature Probe | 4600 | 3220 | 2019-04-15 | Yes | 53 | 17 | 7.875 | 18.75 | 17 x 7.875 x 18.75 | 53 | 23 | 15 | 25 | 23 x 15 x 25 | The CT Day Spa System provides space-conscious spa facilities with high performance, low maintenance steam room solutions. This complete system combines performance and aesthetics with reliability. The CT Day Spa™ steam generators are ideal for smaller steam rooms in resorts, medical facilities, hotels, spas and clubs. They are designed for rooms no larger than 575 cu. ft. that are occupied by no more than two people at a time, and in operation less than six hours a day. | The compact design is easily installed in most service closets, storage areas, or similar dry, heated locations | Constructed of 100% stainless steel inside and out, CT Club Therapy generators deliver longevity, functionality and durability | Equipped with an advanced control that allow the owner/operator to control and customize each user’s steam bathing experience | The spa visitor can use the CT Steam Stop™ control inside the room to further control their session | US and Canada UL listed | [5 empty] | 6 | 6000 | 240 | 25 | NO | 8 | N/A | N/A | N/A | N/A | https://cdn.intelligencebank.com/us/share/B3R/KeX0/21y6/original/steam-logo-white.jpg |  | N/A | N/A | https://vimeo.com/58153234 | https://vimeo.com/58153232 | N/A | N/A | http://prodrep.mrsteam.com/DocumentResources/d1f0ef4a-aa86-4f9f-b8e4-ceba8ace31f3.pdf | http://prodrep.mrsteam.com/DocumentResources/d1f0ef4a-aa86-4f9f-b8e4-ceba8ace31f3.pdf | http://prodrep.mrsteam.com/DocumentResources/0468ef5a-0b97-439b-8fad-c2c296d89e6f.pdf | N/A | N/A | UNITED STATES | http://prodrep.mrsteam.com/DocumentResources/6575318a-598b-4623-a7f2-6e7e24490eab.pdf | 72 HOURS | N/A | http://prodrep.mrsteam.com/DocumentResources/1348b411-7f7f-45a4-aecc-8ce1bafa4e6b.pdf | http://prodrep.mrsteam.com/DocumentResources/a5fa2541-3b43-400d-98f1-d9a568fcf32b.pdf | YES | Plastic; Metal; Stainless Steel | UL Listed; cUL Listed | Yes | N/A | YES | NO | Yes | YES | YES | 60 | 120 | Wall-Mount or Floor-Mount | NO | 1; EA | NO | NO | NO | NO | PESTICIDE/AEROSOL: NO | CHEMICAL/SOLVENT: NO | Lead: No Mercury: No Silver: Yes, below Cadmium: No Chromium: No Barium: No Arsenic: No Selenium: No | PARCEL | 70 | N/A | N/A | RIGHT | 1/2 NPT | 1/2 NPT & 3/8 NPT | 0 PSI | NPT | N/A | ELECTRIC | Up To 150 CU. FT. | N/A | N/A | NO | N/A | N/A | N/A | N/A | N/A | N/A | N/A | N/A | N/A | N/A | N/A | N/A | N/A | N/A | N/A | N/A | N/A | N/A | N/A | N/A | N/A | N/A | N/A | NO | YES | NO | 2017-06-24 | Mr. Steam Price Book 2017
CT9EC1-I3BK | COMMERCIAL CT | COMMERCIAL GENERATOR PACKAGE | ACTIVE | CT Day Spa Steam Generator 9 kW 240V 1Ph Day Spa Steam Generator with iSteam®3Control in Black | 767931911095 | 00767931911095 | N/A | CT9EC1-I3BK Day Spa System includes (1) iSteam®3 Control in Black, (1) Matching AromaSteam SteamHead with Acrylic Shield, (1) AutoFlush® System, (1) Express Steam® (factory installed), (1) Condensation Pan, (1) CT SteamStop®, (1) MSTS In-Room Temperature Probe | 5350 | 3745 | 2019-04-15 | Yes | 58 | 17 | 7.875 | 18.75 | 17 x 7.875 x 18.75 | 58 | 23 | 15 | 25 | 23 x 15 x 25 | The CT Day Spa System provides space-conscious spa facilities with high performance, low maintenance steam room solutions. This complete system combines performance and aesthetics with reliability. The CT Day Spa™ steam generators are ideal for smaller steam rooms in resorts, medical facilities, hotels, spas and clubs. They are designed for rooms no larger than 575 cu. ft. that are occupied by no more than two people at a time, and in operation less than six hours a day. | The compact design is easily installed in most service closets, storage areas, or similar dry, heated locations | Constructed of 100% stainless steel inside and out, CT Club Therapy generators deliver longevity, functionality and durability | Equipped with an advanced control that allow the owner/operator to control and customize each user’s steam bathing experience | The spa visitor can use the CT Steam Stop™ control inside the room to further control their session | US and Canada UL listed | [5 empty] | 9 | 9000 | 240 | 38 | NO | 8 | N/A | N/A | N/A | N/A | https://cdn.intelligencebank.com/us/share/B3R/KeX0/21y6/original/steam-logo-white.jpg |  | N/A | N/A | https://vimeo.com/58153234 | https://vimeo.com/58153232 | N/A | N/A | http://prodrep.mrsteam.com/DocumentResources/d1f0ef4a-aa86-4f9f-b8e4-ceba8ace31f3.pdf | http://prodrep.mrsteam.com/DocumentResources/d1f0ef4a-aa86-4f9f-b8e4-ceba8ace31f3.pdf | http://prodrep.mrsteam.com/DocumentResources/0468ef5a-0b97-439b-8fad-c2c296d89e6f.pdf | N/A | N/A | UNITED STATES | http://prodrep.mrsteam.com/DocumentResources/6575318a-598b-4623-a7f2-6e7e24490eab.pdf | 72 HOURS | N/A | http://prodrep.mrsteam.com/DocumentResources/1348b411-7f7f-45a4-aecc-8ce1bafa4e6b.pdf | http://prodrep.mrsteam.com/DocumentResources/a5fa2541-3b43-400d-98f1-d9a568fcf32b.pdf | YES | Plastic; Metal; Stainless Steel | UL Listed; cUL Listed | Yes | N/A | YES | NO | Yes | YES | YES | 60 | 120 | Wall-Mount or Floor-Mount | NO | 1; EA | NO | NO | NO | NO | PESTICIDE/AEROSOL: NO | CHEMICAL/SOLVENT: NO | Lead: No Mercury: No Silver: Yes, below Cadmium: No Chromium: No Barium: No Arsenic: No Selenium: No | PARCEL | 70 | N/A | N/A | RIGHT | 1/2 NPT | 1/2 NPT & 3/8 NPT | 0 PSI | NPT | N/A | ELECTRIC | 151 - 360 CU. FT. | N/A | N/A | NO | N/A | N/A | N/A | N/A | N/A | N/A | N/A | N/A | N/A | N/A | N/A | N/A | N/A | N/A | N/A | N/A | N/A | N/A | N/A | N/A | N/A | N/A | N/A | NO | YES | NO | 2017-06-24 | Mr. Steam Price Book 2017
CT9EC1-PC | COMMERCIAL CT | COMMERCIAL GENERATOR PACKAGE | ACTIVE | CT Day Spa Steam Generator 9 kW 240V 1Ph With iTempo Plus Control In Round Polished Chrome | 767931906800 | 00767931906800 | POLISHED CHROME | CT9EC1-PC Day Spa System includes (1) iTempoPlus® Control in Polished Chrome, (1) Matching AromaSteam SteamHead with Acrylic Shield, (1) AutoFlush® System, (1) Express Steam® (factory installed), (1) Condensation Pan, (1) CT SteamStop®, (1) MSTS In-Room Temperature Probe | 5000 | 3500 | 2019-04-15 | Yes | 53 | 17 | 7.875 | 18.75 | 17 x 7.875 x 18.75 | 53 | 23 | 15 | 25 | 23 x 15 x 25 | The CT Day Spa System provides space-conscious spa facilities with high performance, low maintenance steam room solutions. This complete system combines performance and aesthetics with reliability. The CT Day Spa™ steam generators are ideal for smaller steam rooms in resorts, medical facilities, hotels, spas and clubs. They are designed for rooms no larger than 575 cu. ft. that are occupied by no more than two people at a time, and in operation less than six hours a day. | The compact design is easily installed in most service closets, storage areas, or similar dry, heated locations | Constructed of 100% stainless steel inside and out, CT Club Therapy generators deliver longevity, functionality and durability | Equipped with an advanced control that allow the owner/operator to control and customize each user’s steam bathing experience | The spa visitor can use the CT Steam Stop™ control inside the room to further control their session | US and Canada UL listed | [5 empty] | 9 | 9000 | 240 | 38 | NO | 8 | N/A | N/A | N/A | N/A | https://cdn.intelligencebank.com/us/share/B3R/KeX0/21y6/original/steam-logo-white.jpg |  | N/A | N/A | https://vimeo.com/58153234 | https://vimeo.com/58153232 | N/A | N/A | http://prodrep.mrsteam.com/DocumentResources/d1f0ef4a-aa86-4f9f-b8e4-ceba8ace31f3.pdf | http://prodrep.mrsteam.com/DocumentResources/d1f0ef4a-aa86-4f9f-b8e4-ceba8ace31f3.pdf | http://prodrep.mrsteam.com/DocumentResources/0468ef5a-0b97-439b-8fad-c2c296d89e6f.pdf | N/A | N/A | UNITED STATES | http://prodrep.mrsteam.com/DocumentResources/6575318a-598b-4623-a7f2-6e7e24490eab.pdf | 72 HOURS | N/A | http://prodrep.mrsteam.com/DocumentResources/1348b411-7f7f-45a4-aecc-8ce1bafa4e6b.pdf | http://prodrep.mrsteam.com/DocumentResources/a5fa2541-3b43-400d-98f1-d9a568fcf32b.pdf | YES | Plastic; Metal; Stainless Steel | UL Listed; cUL Listed | Yes | N/A | YES | NO | Yes | YES | YES | 60 | 120 | Wall-Mount or Floor-Mount | NO | 1; EA | NO | NO | NO | NO | PESTICIDE/AEROSOL: NO | CHEMICAL/SOLVENT: NO | Lead: No Mercury: No Silver: Yes, below Cadmium: No Chromium: No Barium: No Arsenic: No Selenium: No | PARCEL | 70 | N/A | N/A | RIGHT | 1/2 NPT | 1/2 NPT & 3/8 NPT | 0 PSI | NPT | N/A | ELECTRIC | 151 - 360 CU. FT. | N/A | N/A | NO | N/A | N/A | N/A | N/A | N/A | N/A | N/A | N/A | N/A | N/A | N/A | N/A | N/A | N/A | N/A | N/A | N/A | N/A | N/A | N/A | N/A | N/A | N/A | NO | YES | NO | 2017-06-24 | Mr. Steam Price Book 2017
CU1000AC1 | COMMERCIAL CU | COMMERCIAL GENERATOR | DISCONTINUED | CU1000AC1 Commercial Steam bath Generator | 767931700491 | 00767931700491 | N/A | CU1000AC1 Commercial Steam bath Generator | 0 | 0 | 2019-04-15 | Yes | 181 | 20.8 | 22 | 37.2 | 20.8 x 22 x 37.2 | 221 | 36 | 26 | 44 | 36 x 26 x 44 | MrSteam CU Series Commercial Generators meet rigid requirements and nationally recognized testing standards, including UL. ASME steam pressure vessels are built to the ASME Boiler and Pressure Vessel Code requirements and are National Board Registered. Vertical construction means a smaller footprint, which means the generator can be located within the tightest of mechanical rooms. High quality fibrous glass pressure vessel insulation delivers maximum energy performance. | Stainless steel heating elements are corrosion-resistant | ASME-grade flanges support longevity and reliable performance | An Integral pressure gauge and sight glass provides operating information at a glance | Standard full port drain valve enables maximum draining of the pressure vessel | Comes equipped with a hinged access door for ease of installation and service | Optional Automatic Blowdown System features electronically controlled maintenance and 24-hour/7-day programming |  |  |  |  | 24 | 24000 | 208 | N/A | NO | N/A | N/A | CU1-D1 | N/A | N/A | https://cdn.intelligencebank.com/us/share/B3R/KeX0/21y6/original/steam-logo-white.jpg | http://public2.intelligencebank.com/e2c56f829e1e5d82347c365bf31980f6/e0522e6b1c4163bc4ae1d92af441ac50/CU360-4500.jpg | N/A | N/A | https://vimeo.com/58153234 | https://vimeo.com/58153232 | N/A | N/A | http://prodrep.mrsteam.com/DocumentResources/d1f0ef4a-aa86-4f9f-b8e4-ceba8ace31f3.pdf | http://prodrep.mrsteam.com/DocumentResources/d1f0ef4a-aa86-4f9f-b8e4-ceba8ace31f3.pdf | http://prodrep.mrsteam.com/DocumentResources/0468ef5a-0b97-439b-8fad-c2c296d89e6f.pdf | N/A | N/A | UNITED STATES | http://prodrep.mrsteam.com/DocumentResources/2e933abd-df38-4315-be56-7fe09c30acec.pdf | 72 HOURS | N/A | http://prodrep.mrsteam.com/DocumentResources/38817bb9-62d6-438e-9c4f-8fb83f48db7d.pdf | http://prodrep.mrsteam.com/DocumentResources/977d7a77-bdbf-4699-b23d-7f6cc2a63528.pdf | NO | Stainless Steel | cULus Listed, CE approved | No | 15 | YES | NO | Yes | NO | NO | Infinity | 120 | Floor Mount | NO | 1; EA | NO | NO | NO | NO | PESTICIDE/AEROSOL: NO | CHEMICAL/SOLVENT: NO | Lead: No Mercury: No Silver: Yes, below Cadmium: No Chromium: No Barium: No Arsenic: No Selenium: No | PARCEL | 70 | N/A | N/A | RIGHT | 1/2 NPT | 1/2 NPT & 3/8 NPT | 0 PSI | NPT | N/A | ELECTRIC | 751 - 1000 CU. FT. | N/A | N/A | NO | N/A | N/A | N/A | N/A | N/A | N/A | N/A | N/A | N/A | N/A | N/A | N/A | N/A | N/A | N/A | N/A | N/A | N/A | N/A | N/A | N/A | N/A | N/A | NO | YES | NO | 2017-06-24 | Mr. Steam Price Book 2017
CU1000AC3 | COMMERCIAL CU | COMMERCIAL GENERATOR | DISCONTINUED | CU1000AC3 Commercial Steam bath Generator | 767931700507 | 00767931700507 | N/A | CU1000AC3 Commercial Steam bath Generator | 0 | 0 | 2019-04-15 | Yes | 181 | 20.8 | 22 | 37.2 | 20.8 x 22 x 37.2 | 221 | 36 | 26 | 44 | 36 x 26 x 44 | MrSteam CU Series Commercial Generators meet rigid requirements and nationally recognized testing standards, including UL. ASME steam pressure vessels are built to the ASME Boiler and Pressure Vessel Code requirements and are National Board Registered. Vertical construction means a smaller footprint, which means the generator can be located within the tightest of mechanical rooms. High quality fibrous glass pressure vessel insulation delivers maximum energy performance. | Stainless steel heating elements are corrosion-resistant | ASME-grade flanges support longevity and reliable performance | An Integral pressure gauge and sight glass provides operating information at a glance | Standard full port drain valve enables maximum draining of the pressure vessel | Comes equipped with a hinged access door for ease of installation and service | Optional Automatic Blowdown System features electronically controlled maintenance and 24-hour/7-day programming |  |  |  |  | 24 | 24000 | 208 | N/A | YES | N/A | N/A | CU1-D1 | N/A | N/A | https://cdn.intelligencebank.com/us/share/B3R/KeX0/21y6/original/steam-logo-white.jpg | http://public2.intelligencebank.com/e2c56f829e1e5d82347c365bf31980f6/e0522e6b1c4163bc4ae1d92af441ac50/CU360-4500.jpg | N/A | N/A | https://vimeo.com/58153234 | https://vimeo.com/58153232 | N/A | N/A | http://prodrep.mrsteam.com/DocumentResources/d1f0ef4a-aa86-4f9f-b8e4-ceba8ace31f3.pdf | http://prodrep.mrsteam.com/DocumentResources/d1f0ef4a-aa86-4f9f-b8e4-ceba8ace31f3.pdf | http://prodrep.mrsteam.com/DocumentResources/0468ef5a-0b97-439b-8fad-c2c296d89e6f.pdf | N/A | N/A | UNITED STATES | http://prodrep.mrsteam.com/DocumentResources/2e933abd-df38-4315-be56-7fe09c30acec.pdf | 72 HOURS | N/A | http://prodrep.mrsteam.com/DocumentResources/38817bb9-62d6-438e-9c4f-8fb83f48db7d.pdf | http://prodrep.mrsteam.com/DocumentResources/977d7a77-bdbf-4699-b23d-7f6cc2a63528.pdf | NO | Stainless Steel | cULus Listed, CE approved | No | 15 | YES | NO | Yes | NO | NO | Infinity | 120 | Floor Mount | NO | 1; EA | NO | NO | NO | NO | PESTICIDE/AEROSOL: NO | CHEMICAL/SOLVENT: NO | Lead: No Mercury: No Silver: Yes, below Cadmium: No Chromium: No Barium: No Arsenic: No Selenium: No | PARCEL | 70 | N/A | N/A | RIGHT | 1/2 NPT | 1/2 NPT & 3/8 NPT | 0 PSI | NPT | N/A | ELECTRIC | 751 - 1000 CU. FT. | N/A | N/A | NO | N/A | N/A | N/A | N/A | N/A | N/A | N/A | N/A | N/A | N/A | N/A | N/A | N/A | N/A | N/A | N/A | N/A | N/A | N/A | N/A | N/A | N/A | N/A | NO | YES | NO | 2017-06-24 | Mr. Steam Price Book 2017
CU103984PC | COMMERCIAL CU | COMMERCIAL STEAMHEAD | DISCONTINUED | CU 3in. AromaSteam Steam head | 767931700989 | 00767931700989 | POLISHED CHROME | Commercial Steamhead in polished chrome, full ¾” NPT, 100% solid brass, complete with polycarbonate Acrylic Shield | 0 | 0 | 2019-04-15 | Yes | 1 | 2.75 | 3 | 0.875 | 2.75 x 3 x 0.875 | 2 | 10 | 7 | 4 | 10 x 7 x 4 | MrSteam CU Series Commercial Generators meet rigid requirements and nationally recognized testing standards, including UL. ASME steam pressure vessels are built to the ASME Boiler and Pressure Vessel Code requirements and are National Board Registered. Vertical construction means a smaller footprint, which means the generator can be located within the tightest of mechanical rooms. High quality fibrous glass pressure vessel insulation delivers maximum energy performance. | Features oil reservoir for aroma therapy. | Sleek black or white glass face complements the look of our glass face controls. It comes standard with glass face controls | No assembly of moving parts required. | Standard with square glass finish controls. 3"w x 2.75"h x .875"d | Available in 7 glass finishes to match your control selection. Polished chrome is standard. | Available in 11 glass finishes to match your steam shower control selection. |  |  |  |  | N/A | N/A | N/A | N/A | NO | N/A | CU Commercial Generators | N/A | N/A | N/A | https://cdn.intelligencebank.com/us/share/B3R/KeX0/21y6/original/steam-logo-white.jpg | http://public2.intelligencebank.com/e2c56f829e1e5d82347c365bf31980f6/a6de704301957bf61181912d3bce916f/CU103984PC.jpg | N/A | N/A | https://vimeo.com/58153234 | https://vimeo.com/58153232 | N/A | N/A | http://prodrep.mrsteam.com/DocumentResources/d1f0ef4a-aa86-4f9f-b8e4-ceba8ace31f3.pdf | http://prodrep.mrsteam.com/DocumentResources/d1f0ef4a-aa86-4f9f-b8e4-ceba8ace31f3.pdf | http://prodrep.mrsteam.com/DocumentResources/0468ef5a-0b97-439b-8fad-c2c296d89e6f.pdf | N/A | N/A | UNITED STATES | http://prodrep.mrsteam.com/DocumentResources/2e933abd-df38-4315-be56-7fe09c30acec.pdf | 72 HOURS | N/A | http://prodrep.mrsteam.com/DocumentResources/17b22578-2a6c-4498-bc8f-7dc03d3196e6.pdf | http://prodrep.mrsteam.com/DocumentResources/142bbb61-bc87-49b5-bada-dba7ce09166c.pdf | NO | Brass | N/A | No | N/A | NO | NO | Yes | NO | NO | N/A | N/A | Floor Mount | NO | 1; EA | NO | NO | NO | NO | PESTICIDE/AEROSOL: NO | CHEMICAL/SOLVENT: NO | Lead: No Mercury: No Silver: No Cadmium: No Chromium: No Barium: No Arsenic: No Selenium: No | PARCEL | 70 | N/A | N/A | N/A | N/A | N/A | N/A | N/A | N/A | N/A | N/A | N/A | N/A | NO | N/A | N/A | N/A | N/A | N/A | N/A | N/A | N/A | N/A | N/A | N/A | N/A | N/A | N/A | N/A | N/A | N/A | N/A | N/A | N/A | N/A | N/A | N/A | NO | NO | NO | 2017-06-24 | Mr. Steam Price Book 2017
CU1250AC3 | COMMERCIAL CU | COMMERCIAL GENERATOR | DISCONTINUED | CU1250AC5 Commercial Steam bath Generator | 767931700514 | 00767931700514 | N/A | CU1250AC5 Commercial Steam bath Generator | 0 | 0 | 2019-04-15 | Yes | 181 | 20.8 | 22 | 37.2 | 20.8 x 22 x 37.2 | 221 | 36 | 26 | 44 | 36 x 26 x 44 | MrSteam CU Series Commercial Generators meet rigid requirements and nationally recognized testing standards, including UL. ASME steam pressure vessels are built to the ASME Boiler and Pressure Vessel Code requirements and are National Board Registered. Vertical construction means a smaller footprint, which means the generator can be located within the tightest of mechanical rooms. High quality fibrous glass pressure vessel insulation delivers maximum energy performance. | Stainless steel heating elements are corrosion-resistant | ASME-grade flanges support longevity and reliable performance | An Integral pressure gauge and sight glass provides operating information at a glance | Standard full port drain valve enables maximum draining of the pressure vessel | Comes equipped with a hinged access door for ease of installation and service | Optional Automatic Blowdown System features electronically controlled maintenance and 24-hour/7-day programming |  |  |  |  | 30 | 30000 | 208 | N/A | YES | N/A | N/A | CU1-D1 | N/A | N/A | https://cdn.intelligencebank.com/us/share/B3R/KeX0/21y6/original/steam-logo-white.jpg | http://public2.intelligencebank.com/e2c56f829e1e5d82347c365bf31980f6/e0522e6b1c4163bc4ae1d92af441ac50/CU360-4500.jpg | N/A | N/A | https://vimeo.com/58153234 | https://vimeo.com/58153232 | N/A | N/A | http://prodrep.mrsteam.com/DocumentResources/d1f0ef4a-aa86-4f9f-b8e4-ceba8ace31f3.pdf | http://prodrep.mrsteam.com/DocumentResources/d1f0ef4a-aa86-4f9f-b8e4-ceba8ace31f3.pdf | http://prodrep.mrsteam.com/DocumentResources/0468ef5a-0b97-439b-8fad-c2c296d89e6f.pdf | N/A | N/A | UNITED STATES | http://prodrep.mrsteam.com/DocumentResources/2e933abd-df38-4315-be56-7fe09c30acec.pdf | 72 HOURS | N/A | http://prodrep.mrsteam.com/DocumentResources/38817bb9-62d6-438e-9c4f-8fb83f48db7d.pdf | http://prodrep.mrsteam.com/DocumentResources/977d7a77-bdbf-4699-b23d-7f6cc2a63528.pdf | NO | Stainless Steel | cULus Listed, CE approved | No | 15 | YES | NO | Yes | NO | NO | Infinity | 120 | Floor Mount | NO | 1; EA | NO | NO | NO | NO | PESTICIDE/AEROSOL: NO | CHEMICAL/SOLVENT: NO | Lead: No Mercury: No Silver: Yes, below Cadmium: No Chromium: No Barium: No Arsenic: No Selenium: No | PARCEL | 70 | N/A | N/A | RIGHT | 1/2 NPT | 1/2 NPT & 3/8 NPT | 0 PSI | NPT | N/A | ELECTRIC | 1001 - 1250 CU. FT. | N/A | N/A | NO | N/A | N/A | N/A | N/A | N/A | N/A | N/A | N/A | N/A | N/A | N/A | N/A | N/A | N/A | N/A | N/A | N/A | N/A | N/A | N/A | N/A | N/A | N/A | NO | YES | NO | 2017-06-24 | Mr. Steam Price Book 2017
CU1400AC3 | COMMERCIAL CU | COMMERCIAL GENERATOR | DISCONTINUED | CU1400AC5 Commercial Steam bath Generator | 767931700521 | 00767931700521 | N/A | CU1400AC5 Commercial Steam bath Generator | 0 | 0 | 2019-04-15 | Yes | 181 | 20.8 | 22 | 37.2 | 20.8 x 22 x 37.2 | 221 | 36 | 26 | 44 | 36 x 26 x 44 | MrSteam CU Series Commercial Generators meet rigid requirements and nationally recognized testing standards, including UL. ASME steam pressure vessels are built to the ASME Boiler and Pressure Vessel Code requirements and are National Board Registered. Vertical construction means a smaller footprint, which means the generator can be located within the tightest of mechanical rooms. High quality fibrous glass pressure vessel insulation delivers maximum energy performance. | Stainless steel heating elements are corrosion-resistant | ASME-grade flanges support longevity and reliable performance | An Integral pressure gauge and sight glass provides operating information at a glance | Standard full port drain valve enables maximum draining of the pressure vessel | Comes equipped with a hinged access door for ease of installation and service | Optional Automatic Blowdown System features electronically controlled maintenance and 24-hour/7-day programming |  |  |  |  | 36 | 36000 | 208 | N/A | YES | N/A | N/A | CU1-D1 | N/A | N/A | https://cdn.intelligencebank.com/us/share/B3R/KeX0/21y6/original/steam-logo-white.jpg | http://public2.intelligencebank.com/e2c56f829e1e5d82347c365bf31980f6/e0522e6b1c4163bc4ae1d92af441ac50/CU360-4500.jpg | N/A | N/A | https://vimeo.com/58153234 | https://vimeo.com/58153232 | N/A | N/A | http://prodrep.mrsteam.com/DocumentResources/d1f0ef4a-aa86-4f9f-b8e4-ceba8ace31f3.pdf | http://prodrep.mrsteam.com/DocumentResources/d1f0ef4a-aa86-4f9f-b8e4-ceba8ace31f3.pdf | http://prodrep.mrsteam.com/DocumentResources/0468ef5a-0b97-439b-8fad-c2c296d89e6f.pdf | N/A | N/A | UNITED STATES | http://prodrep.mrsteam.com/DocumentResources/2e933abd-df38-4315-be56-7fe09c30acec.pdf | 72 HOURS | N/A | http://prodrep.mrsteam.com/DocumentResources/38817bb9-62d6-438e-9c4f-8fb83f48db7d.pdf | http://prodrep.mrsteam.com/DocumentResources/977d7a77-bdbf-4699-b23d-7f6cc2a63528.pdf | NO | Stainless Steel | cULus Listed, CE approved | No | 15 | YES | NO | Yes | NO | NO | Infinity | 120 | Floor Mount | NO | 1; EA | NO | NO | NO | NO | PESTICIDE/AEROSOL: NO | CHEMICAL/SOLVENT: NO | Lead: No Mercury: No Silver: Yes, below Cadmium: No Chromium: No Barium: No Arsenic: No Selenium: No | PARCEL | 70 | N/A | N/A | RIGHT | 1/2 NPT | 1/2 NPT & 3/8 NPT | 0 PSI | NPT | N/A | ELECTRIC | 1001 - 1250 CU. FT. | N/A | N/A | NO | N/A | N/A | N/A | N/A | N/A | N/A | N/A | N/A | N/A | N/A | N/A | N/A | N/A | N/A | N/A | N/A | N/A | N/A | N/A | N/A | N/A | N/A | N/A | NO | YES | NO | 2017-06-24 | Mr. Steam Price Book 2017
CU1-D1 | COMMERCIAL CU | COMMERCIAL CONTROL PACKAGE | ACTIVE | CU1-D1 Commercial Digital Steam room Temperature Control | 767931701146 | 00767931701146 | N/A | CU-1 Digital 1 Control Package includes (1) Digital 1 Control, (1) SteamHead with acrylic shield (1) Steam Solenoid Valve | 1200 | 840 | 2019-04-15 | Yes | 3 | 10 | 9 | 5 | 10 x 9 x 5 | 3 | 10 | 9 | 5 | 10 x 9 x 5 | Efficient, Consistent Spa Temperature Control. The Digital1 Control Package is designed and packaged to provide spa operators with the ability to select the steam room operating temperature within tight tolerances and features a high temperature shutoff. The Commercial CU Digital 1 Control Package conveniently combines three main components needed to provide steam with a CU Generator. | Digital 1 Temperature Control featuring in-steam-room temperature-regulating sensor | Advanced low mass, quick-response thermostat with sensor guard and integrated in-steam-room high temperature control | Electronic temperature control factory pre-installed with panel-mount design | Efficient, consistent control with full 100⁰ F - 120⁰ F range | Plate for optional remote installation in a standard 4x4 electrical box | Important: If more than one room is being serviced by one CU generator, the appropriate CU1- Digital 1 Package must be specified for each room | For use with CU360-CU1400 generators |  |  |  | N/A | N/A | N/A | N/A | NO | N/A | CU360-CU1400 | N/A | N/A | N/A | https://cdn.intelligencebank.com/us/share/B3R/KeX0/21y6/original/steam-logo-white.jpg | http://public2.intelligencebank.com/e2c56f829e1e5d82347c365bf31980f6/c55761fbbabc33c3f5df60b3944d3867/CU1-D1.jpg | http://public2.intelligencebank.com/e2c56f829e1e5d82347c365bf31980f6/bc29d23de1f21cb077469d3a93bec3a6/CU1-D1-2_Control.jpg | N/A | https://vimeo.com/58153234 | https://vimeo.com/58153232 | N/A | N/A | http://prodrep.mrsteam.com/DocumentResources/d1f0ef4a-aa86-4f9f-b8e4-ceba8ace31f3.pdf | http://prodrep.mrsteam.com/DocumentResources/d1f0ef4a-aa86-4f9f-b8e4-ceba8ace31f3.pdf | http://prodrep.mrsteam.com/DocumentResources/0468ef5a-0b97-439b-8fad-c2c296d89e6f.pdf | N/A | N/A | UNITED STATES | http://prodrep.mrsteam.com/DocumentResources/2e933abd-df38-4315-be56-7fe09c30acec.pdf | 72 HOURS | N/A | http://prodrep.mrsteam.com/DocumentResources/f16b9b64-d518-420b-8c2c-0d8e20f2f533.pdf | http://prodrep.mrsteam.com/DocumentResources/c977499f-a761-4c6c-9573-0fea9796cc5a.pdf | NO | Plastic; Metal | N/A | No | N/A | YES | NO | Yes | YES | YES | N/A | N/A | Wall-Mount | NO | 1; EA | NO | NO | NO | NO | PESTICIDE/AEROSOL: NO | CHEMICAL/SOLVENT: NO | Lead: No Mercury: No Silver: Yes, below Cadmium: No Chromium: No Barium: No Arsenic: No Selenium: No | PARCEL | 70 | N/A | N/A | N/A | N/A | N/A | N/A | N/A | N/A | N/A | N/A | N/A | N/A | NO | N/A | N/A | N/A | N/A | N/A | N/A | N/A | N/A | N/A | N/A | N/A | N/A | N/A | N/A | N/A | N/A | N/A | N/A | N/A | N/A | N/A | N/A | N/A | NO | NO | NO | 2017-06-24 | Mr. Steam Price Book 2017
CU-2000C3 | COMMERCIAL CU | COMMERCIAL GENERATOR | DISCONTINUED | CU-2000C5 Commercial Steam bath Generator | 767931700538 | 00767931700538 | N/A | CU-2000C5 Commercial Steam bath Generator | 0 | 0 | 2019-04-15 | Yes | 343 | 23.3 | 33 | 39.3 | 23.3 x 33 x 39.3 | 393 | 32 | 38 | 52 | 32 x 38 x 52 | MrSteam CU Series Commercial Generators meet rigid requirements and nationally recognized testing standards, including UL. ASME steam pressure vessels are built to the ASME Boiler and Pressure Vessel Code requirements and are National Board Registered. Vertical construction means a smaller footprint, which means the generator can be located within the tightest of mechanical rooms. High quality fibrous glass pressure vessel insulation delivers maximum energy performance. | Stainless steel heating elements are corrosion-resistant | ASME-grade flanges support longevity and reliable performance | An Integral pressure gauge and sight glass provides operating information at a glance | Standard full port drain valve enables maximum draining of the pressure vessel | Comes equipped with a hinged access door for ease of installation and service | Optional Automatic Blowdown System features electronically controlled maintenance and 24-hour/7-day programming |  |  |  |  | 45 | 48000 | 208 | N/A | YES | N/A | N/A | CU2-D1 | N/A | N/A | https://cdn.intelligencebank.com/us/share/B3R/KeX0/21y6/original/steam-logo-white.jpg | http://public2.intelligencebank.com/e2c56f829e1e5d82347c365bf31980f6/e0522e6b1c4163bc4ae1d92af441ac50/CU360-4500.jpg | N/A | N/A | https://vimeo.com/58153234 | https://vimeo.com/58153232 | N/A | N/A | http://prodrep.mrsteam.com/DocumentResources/d1f0ef4a-aa86-4f9f-b8e4-ceba8ace31f3.pdf | http://prodrep.mrsteam.com/DocumentResources/d1f0ef4a-aa86-4f9f-b8e4-ceba8ace31f3.pdf | http://prodrep.mrsteam.com/DocumentResources/0468ef5a-0b97-439b-8fad-c2c296d89e6f.pdf | N/A | N/A | UNITED STATES | http://prodrep.mrsteam.com/DocumentResources/2e933abd-df38-4315-be56-7fe09c30acec.pdf | 72 HOURS | N/A | http://prodrep.mrsteam.com/DocumentResources/38817bb9-62d6-438e-9c4f-8fb83f48db7d.pdf | http://prodrep.mrsteam.com/DocumentResources/977d7a77-bdbf-4699-b23d-7f6cc2a63528.pdf | NO | Stainless Steel | cULus Listed, CE approved | No | 15 | YES | NO | Yes | NO | NO | Infinity | 120 | Floor Mount | NO | 1; EA | NO | NO | NO | NO | PESTICIDE/AEROSOL: NO | CHEMICAL/SOLVENT: NO | Lead: No Mercury: No Silver: Yes, below Cadmium: No Chromium: No Barium: No Arsenic: No Selenium: No | PARCEL | 70 | N/A | N/A | RIGHT | 1/2 NPT | 1/2 NPT & 3/8 NPT | 0 PSI | NPT | N/A | ELECTRIC | 1401 - 2000 CU. FT. | N/A | N/A | NO | N/A | N/A | N/A | N/A | N/A | N/A | N/A | N/A | N/A | N/A | N/A | N/A | N/A | N/A | N/A | N/A | N/A | N/A | N/A | N/A | N/A | N/A | N/A | NO | YES | NO | 2017-06-24 | Mr. Steam Price Book 2017
CU-2500C3 | COMMERCIAL CU | COMMERCIAL GENERATOR | DISCONTINUED | CU-2500C5 Commercial Steam bath Generator | 767931700545 | 00767931700545 | N/A | CU-2500C5 Commercial Steam bath Generator | 0 | 0 | 2019-04-15 | Yes | 303 | 23.3 | 33 | 39.3 | 23.3 x 33 x 39.3 | 353 | 32 | 38 | 52 | 32 x 38 x 52 | MrSteam CU Series Commercial Generators meet rigid requirements and nationally recognized testing standards, including UL. ASME steam pressure vessels are built to the ASME Boiler and Pressure Vessel Code requirements and are National Board Registered. Vertical construction means a smaller footprint, which means the generator can be located within the tightest of mechanical rooms. High quality fibrous glass pressure vessel insulation delivers maximum energy performance. | Stainless steel heating elements are corrosion-resistant | ASME-grade flanges support longevity and reliable performance | An Integral pressure gauge and sight glass provides operating information at a glance | Standard full port drain valve enables maximum draining of the pressure vessel | Comes equipped with a hinged access door for ease of installation and service | Optional Automatic Blowdown System features electronically controlled maintenance and 24-hour/7-day programming |  |  |  |  | 60 | 60000 | 208 | N/A | YES | N/A | N/A | CU2-D1 | N/A | N/A | https://cdn.intelligencebank.com/us/share/B3R/KeX0/21y6/original/steam-logo-white.jpg | http://public2.intelligencebank.com/e2c56f829e1e5d82347c365bf31980f6/e0522e6b1c4163bc4ae1d92af441ac50/CU360-4500.jpg | N/A | N/A | https://vimeo.com/58153234 | https://vimeo.com/58153232 | N/A | N/A | http://prodrep.mrsteam.com/DocumentResources/d1f0ef4a-aa86-4f9f-b8e4-ceba8ace31f3.pdf | http://prodrep.mrsteam.com/DocumentResources/d1f0ef4a-aa86-4f9f-b8e4-ceba8ace31f3.pdf | http://prodrep.mrsteam.com/DocumentResources/0468ef5a-0b97-439b-8fad-c2c296d89e6f.pdf | N/A | N/A | UNITED STATES | http://prodrep.mrsteam.com/DocumentResources/2e933abd-df38-4315-be56-7fe09c30acec.pdf | 72 HOURS | N/A | http://prodrep.mrsteam.com/DocumentResources/38817bb9-62d6-438e-9c4f-8fb83f48db7d.pdf | http://prodrep.mrsteam.com/DocumentResources/977d7a77-bdbf-4699-b23d-7f6cc2a63528.pdf | NO | Stainless Steel | cULus Listed, CE approved | No | 15 | YES | NO | Yes | NO | NO | Infinity | 120 | Floor Mount | NO | 1; EA | NO | NO | NO | NO | PESTICIDE/AEROSOL: NO | CHEMICAL/SOLVENT: NO | Lead: No Mercury: No Silver: Yes, below Cadmium: No Chromium: No Barium: No Arsenic: No Selenium: No | PARCEL | 70 | N/A | N/A | RIGHT | 1/2 NPT | 1/2 NPT & 3/8 NPT | 0 PSI | NPT | N/A | ELECTRIC | 2001 - 2500 CU. FT. | N/A | N/A | NO | N/A | N/A | N/A | N/A | N/A | N/A | N/A | N/A | N/A | N/A | N/A | N/A | N/A | N/A | N/A | N/A | N/A | N/A | N/A | N/A | N/A | N/A | N/A | NO | YES | NO | 2017-06-24 | Mr. Steam Price Book 2017
CU2-D1 | COMMERCIAL CU | COMMERCIAL CONTROL PACKAGE | ACTIVE | CU2-D1 Commercial Digital Steam room Temperature Control | 767931701153 | 00767931701153 | N/A | CU-2 Digital 1 Control Package includes (1) Digital 1 Control, (2) SteamHead with acrylic shield (2) Steam Solenoid Valve | 1700 | 1190 | 2019-04-15 | Yes | 3 | 10 | 9 | 5 | 10 x 9 x 5 | 3 | 10 | 9 | 5 | 10 x 9 x 5 | Efficient, Consistent Spa Temperature Control. The Digital1 Control Package is designed and packaged to provide spa operators with the ability to select the steam room operating temperature within tight tolerances and features a high temperature shutoff. The Commercial CU Digital 1 Control Package conveniently combines three main components needed to provide steam with a CU Generator. | Digital 1 Temperature Control featuring in-steam-room temperature-regulating sensor | Advanced low mass, quick-response thermostat with sensor guard and integrated in-steam-room high temperature control | Electronic temperature control factory pre-installed with panel-mount design | Efficient, consistent control with full 100⁰ F - 120⁰ F range | Plate for optional remote installation in a standard 4x4 electrical box | Important: If more than one room is being serviced by one CU generator, the appropriate CU1- Digital 1 Package must be specified for each room | For use with CU2000-CU4500 generators |  |  |  | N/A | N/A | N/A | N/A | NO | N/A | CU2000-CU4500 | N/A | N/A | N/A | https://cdn.intelligencebank.com/us/share/B3R/KeX0/21y6/original/steam-logo-white.jpg | http://public2.intelligencebank.com/e2c56f829e1e5d82347c365bf31980f6/dcb66c7a0de8fac845c039177def88c3/CU1-D2.jpg | http://public2.intelligencebank.com/e2c56f829e1e5d82347c365bf31980f6/bc29d23de1f21cb077469d3a93bec3a6/CU1-D1-2_Control.jpg | N/A | https://vimeo.com/58153234 | https://vimeo.com/58153232 | N/A | N/A | http://prodrep.mrsteam.com/DocumentResources/d1f0ef4a-aa86-4f9f-b8e4-ceba8ace31f3.pdf | http://prodrep.mrsteam.com/DocumentResources/d1f0ef4a-aa86-4f9f-b8e4-ceba8ace31f3.pdf | http://prodrep.mrsteam.com/DocumentResources/0468ef5a-0b97-439b-8fad-c2c296d89e6f.pdf | N/A | N/A | UNITED STATES | http://prodrep.mrsteam.com/DocumentResources/2e933abd-df38-4315-be56-7fe09c30acec.pdf | 72 HOURS | N/A | http://prodrep.mrsteam.com/DocumentResources/f16b9b64-d518-420b-8c2c-0d8e20f2f533.pdf | http://prodrep.mrsteam.com/DocumentResources/c977499f-a761-4c6c-9573-0fea9796cc5a.pdf | NO | Plastic; Metal | N/A | No | N/A | YES | NO | Yes | YES | YES | N/A | N/A | Wall-Mount | NO | 1; EA | NO | NO | NO | NO | PESTICIDE/AEROSOL: NO | CHEMICAL/SOLVENT: NO | Lead: No Mercury: No Silver: Yes, below Cadmium: No Chromium: No Barium: No Arsenic: No Selenium: No | PARCEL | 70 | N/A | N/A | N/A | N/A | N/A | N/A | N/A | N/A | N/A | N/A | N/A | N/A | NO | N/A | N/A | N/A | N/A | N/A | N/A | N/A | N/A | N/A | N/A | N/A | N/A | N/A | N/A | N/A | N/A | N/A | N/A | N/A | N/A | N/A | N/A | N/A | NO | NO | NO | 2017-06-24 | Mr. Steam Price Book 2017
CU-3000C3 | COMMERCIAL CU | COMMERCIAL GENERATOR | DISCONTINUED | CU-3000C5 Commercial Steam bath Generator | 767931700552 | 00767931700552 | N/A | CU-3000C5 Commercial Steam bath Generator | 0 | 0 | 2019-04-15 | Yes | 309 | 23.3 | 33 | 39.3 | 23.3 x 33 x 39.3 | 359 | 32 | 38 | 52 | 32 x 38 x 52 | MrSteam CU Series Commercial Generators meet rigid requirements and nationally recognized testing standards, including UL. ASME steam pressure vessels are built to the ASME Boiler and Pressure Vessel Code requirements and are National Board Registered. Vertical construction means a smaller footprint, which means the generator can be located within the tightest of mechanical rooms. High quality fibrous glass pressure vessel insulation delivers maximum energy performance. | Stainless steel heating elements are corrosion-resistant | ASME-grade flanges support longevity and reliable performance | An Integral pressure gauge and sight glass provides operating information at a glance | Standard full port drain valve enables maximum draining of the pressure vessel | Comes equipped with a hinged access door for ease of installation and service | Optional Automatic Blowdown System features electronically controlled maintenance and 24-hour/7-day programming |  |  |  |  | 72 | 72000 | 208 | N/A | YES | N/A | N/A | CU2-D1 | N/A | N/A | https://cdn.intelligencebank.com/us/share/B3R/KeX0/21y6/original/steam-logo-white.jpg | http://public2.intelligencebank.com/e2c56f829e1e5d82347c365bf31980f6/e0522e6b1c4163bc4ae1d92af441ac50/CU360-4500.jpg | N/A | N/A | https://vimeo.com/58153234 | https://vimeo.com/58153232 | N/A | N/A | http://prodrep.mrsteam.com/DocumentResources/d1f0ef4a-aa86-4f9f-b8e4-ceba8ace31f3.pdf | http://prodrep.mrsteam.com/DocumentResources/d1f0ef4a-aa86-4f9f-b8e4-ceba8ace31f3.pdf | http://prodrep.mrsteam.com/DocumentResources/0468ef5a-0b97-439b-8fad-c2c296d89e6f.pdf | N/A | N/A | UNITED STATES | http://prodrep.mrsteam.com/DocumentResources/2e933abd-df38-4315-be56-7fe09c30acec.pdf | 72 HOURS | N/A | http://prodrep.mrsteam.com/DocumentResources/38817bb9-62d6-438e-9c4f-8fb83f48db7d.pdf | http://prodrep.mrsteam.com/DocumentResources/977d7a77-bdbf-4699-b23d-7f6cc2a63528.pdf | NO | Stainless Steel | cULus Listed, CE approved | No | 15 | YES | NO | Yes | NO | NO | Infinity | 120 | Floor Mount | NO | 1; EA | NO | NO | NO | NO | PESTICIDE/AEROSOL: NO | CHEMICAL/SOLVENT: NO | Lead: No Mercury: No Silver: Yes, below Cadmium: No Chromium: No Barium: No Arsenic: No Selenium: No | PARCEL | 70 | N/A | N/A | RIGHT | 1/2 NPT | 1/2 NPT & 3/8 NPT | 0 PSI | NPT | N/A | ELECTRIC | 2501 - 3000 CU. FT. | N/A | N/A | NO | N/A | N/A | N/A | N/A | N/A | N/A | N/A | N/A | N/A | N/A | N/A | N/A | N/A | N/A | N/A | N/A | N/A | N/A | N/A | N/A | N/A | N/A | N/A | NO | YES | NO | 2017-06-24 | Mr. Steam Price Book 2017
CU360AC1 | COMMERCIAL CU | COMMERCIAL GENERATOR | DISCONTINUED | CU360AC1 Commercial Steam bath Generator | 767931700439 | 00767931700439 | N/A | CU360AC1 Commercial Steam bath Generator | 0 | 0 | 2019-04-15 | Yes | 187 | 20.8 | 22 | 37.2 | 20.8 x 22 x 37.2 | 227 | 36 | 26 | 44 | 36 x 26 x 44 | MrSteam CU Series Commercial Generators meet rigid requirements and nationally recognized testing standards, including UL. ASME steam pressure vessels are built to the ASME Boiler and Pressure Vessel Code requirements and are National Board Registered. Vertical construction means a smaller footprint, which means the generator can be located within the tightest of mechanical rooms. High quality fibrous glass pressure vessel insulation delivers maximum energy performance. | Stainless steel heating elements are corrosion-resistant | ASME-grade flanges support longevity and reliable performance | An Integral pressure gauge and sight glass provides operating information at a glance | Standard full port drain valve enables maximum draining of the pressure vessel | Comes equipped with a hinged access door for ease of installation and service | Optional Automatic Blowdown System features electronically controlled maintenance and 24-hour/7-day programming |  |  |  |  | 9 | 9000 | 208 | N/A | NO | N/A | N/A | CU1-D1 | N/A | N/A | https://cdn.intelligencebank.com/us/share/B3R/KeX0/21y6/original/steam-logo-white.jpg | http://public2.intelligencebank.com/e2c56f829e1e5d82347c365bf31980f6/e0522e6b1c4163bc4ae1d92af441ac50/CU360-4500.jpg | N/A | N/A | https://vimeo.com/58153234 | https://vimeo.com/58153232 | N/A | N/A | http://prodrep.mrsteam.com/DocumentResources/d1f0ef4a-aa86-4f9f-b8e4-ceba8ace31f3.pdf | http://prodrep.mrsteam.com/DocumentResources/d1f0ef4a-aa86-4f9f-b8e4-ceba8ace31f3.pdf | http://prodrep.mrsteam.com/DocumentResources/0468ef5a-0b97-439b-8fad-c2c296d89e6f.pdf | N/A | N/A | UNITED STATES | http://prodrep.mrsteam.com/DocumentResources/2e933abd-df38-4315-be56-7fe09c30acec.pdf | 72 HOURS | N/A | http://prodrep.mrsteam.com/DocumentResources/38817bb9-62d6-438e-9c4f-8fb83f48db7d.pdf | http://prodrep.mrsteam.com/DocumentResources/977d7a77-bdbf-4699-b23d-7f6cc2a63528.pdf | NO | Stainless Steel | cULus Listed, CE approved | No | 15 | YES | NO | Yes | NO | NO | Infinity | 120 | Floor Mount | NO | 1; EA | NO | NO | NO | NO | PESTICIDE/AEROSOL: NO | CHEMICAL/SOLVENT: NO | Lead: No Mercury: No Silver: Yes, below Cadmium: No Chromium: No Barium: No Arsenic: No Selenium: No | PARCEL | 70 | N/A | N/A | RIGHT | 1/2 NPT | 1/2 NPT & 3/8 NPT | 0 PSI | NPT | N/A | ELECTRIC | 360 CU. FT. | N/A | N/A | NO | N/A | N/A | N/A | N/A | N/A | N/A | N/A | N/A | N/A | N/A | N/A | N/A | N/A | N/A | N/A | N/A | N/A | N/A | N/A | N/A | N/A | N/A | N/A | NO | YES | NO | 2017-06-24 | Mr. Steam Price Book 2017
CU360AC3 | COMMERCIAL CU | COMMERCIAL GENERATOR | DISCONTINUED | CU360AC3 Commercial Steam bath Generator | 767931700446 | 00767931700446 | N/A | CU360AC3 Commercial Steam bath Generator | 0 | 0 | 2019-04-15 | Yes | 187 | 20.8 | 22 | 37.2 | 20.8 x 22 x 37.2 | 227 | 36 | 26 | 44 | 36 x 26 x 44 | MrSteam CU Series Commercial Generators meet rigid requirements and nationally recognized testing standards, including UL. ASME steam pressure vessels are built to the ASME Boiler and Pressure Vessel Code requirements and are National Board Registered. Vertical construction means a smaller footprint, which means the generator can be located within the tightest of mechanical rooms. High quality fibrous glass pressure vessel insulation delivers maximum energy performance. | Stainless steel heating elements are corrosion-resistant | ASME-grade flanges support longevity and reliable performance | An Integral pressure gauge and sight glass provides operating information at a glance | Standard full port drain valve enables maximum draining of the pressure vessel | Comes equipped with a hinged access door for ease of installation and service | Optional Automatic Blowdown System features electronically controlled maintenance and 24-hour/7-day programming |  |  |  |  | 9 | 9000 | 208 | N/A | YES | N/A | N/A | CU1-D1 | N/A | N/A | https://cdn.intelligencebank.com/us/share/B3R/KeX0/21y6/original/steam-logo-white.jpg | http://public2.intelligencebank.com/e2c56f829e1e5d82347c365bf31980f6/e0522e6b1c4163bc4ae1d92af441ac50/CU360-4500.jpg | N/A | N/A | https://vimeo.com/58153234 | https://vimeo.com/58153232 | N/A | N/A | http://prodrep.mrsteam.com/DocumentResources/d1f0ef4a-aa86-4f9f-b8e4-ceba8ace31f3.pdf | http://prodrep.mrsteam.com/DocumentResources/d1f0ef4a-aa86-4f9f-b8e4-ceba8ace31f3.pdf | http://prodrep.mrsteam.com/DocumentResources/0468ef5a-0b97-439b-8fad-c2c296d89e6f.pdf | N/A | N/A | UNITED STATES | http://prodrep.mrsteam.com/DocumentResources/2e933abd-df38-4315-be56-7fe09c30acec.pdf | 72 HOURS | N/A | http://prodrep.mrsteam.com/DocumentResources/38817bb9-62d6-438e-9c4f-8fb83f48db7d.pdf | http://prodrep.mrsteam.com/DocumentResources/977d7a77-bdbf-4699-b23d-7f6cc2a63528.pdf | NO | Stainless Steel | cULus Listed, CE approved | No | 15 | YES | NO | Yes | NO | NO | Infinity | 120 | Floor Mount | NO | 1; EA | NO | NO | NO | NO | PESTICIDE/AEROSOL: NO | CHEMICAL/SOLVENT: NO | Lead: No Mercury: No Silver: Yes, below Cadmium: No Chromium: No Barium: No Arsenic: No Selenium: No | PARCEL | 70 | N/A | N/A | RIGHT | 1/2 NPT | 1/2 NPT & 3/8 NPT | 0 PSI | NPT | N/A | ELECTRIC | 360 CU. FT. | N/A | N/A | NO | N/A | N/A | N/A | N/A | N/A | N/A | N/A | N/A | N/A | N/A | N/A | N/A | N/A | N/A | N/A | N/A | N/A | N/A | N/A | N/A | N/A | N/A | N/A | NO | YES | NO | 2017-06-24 | Mr. Steam Price Book 2017
CU-4500C3 | COMMERCIAL CU | COMMERCIAL GENERATOR | DISCONTINUED | CU-4500C5 Commercial Steam bath Generator | 767931700569 | 00767931700569 | N/A | CU-4500C5 Commercial Steam bath Generator | 0 | 0 | 2019-04-15 | Yes | - | 30.6 | 34.2 | 51.5 | 30.6 x 34.2 x 51.5 | 680 | 37 | 47 | 67 | 37 x 47 x 67 | MrSteam CU Series Commercial Generators meet rigid requirements and nationally recognized testing standards, including UL. ASME steam pressure vessels are built to the ASME Boiler and Pressure Vessel Code requirements and are National Board Registered. Vertical construction means a smaller footprint, which means the generator can be located within the tightest of mechanical rooms. High quality fibrous glass pressure vessel insulation delivers maximum energy performance. | Stainless steel heating elements are corrosion-resistant | ASME-grade flanges support longevity and reliable performance | An Integral pressure gauge and sight glass provides operating information at a glance | Standard full port drain valve enables maximum draining of the pressure vessel | Comes equipped with a hinged access door for ease of installation and service | Optional Automatic Blowdown System features electronically controlled maintenance and 24-hour/7-day programming |  |  |  |  | 100 | 100000 | 208 | N/A | YES | N/A | N/A | CU2-D1 | N/A | N/A | https://cdn.intelligencebank.com/us/share/B3R/KeX0/21y6/original/steam-logo-white.jpg | http://public2.intelligencebank.com/e2c56f829e1e5d82347c365bf31980f6/e0522e6b1c4163bc4ae1d92af441ac50/CU360-4500.jpg | N/A | N/A | https://vimeo.com/58153234 | https://vimeo.com/58153232 | N/A | N/A | http://prodrep.mrsteam.com/DocumentResources/d1f0ef4a-aa86-4f9f-b8e4-ceba8ace31f3.pdf | http://prodrep.mrsteam.com/DocumentResources/d1f0ef4a-aa86-4f9f-b8e4-ceba8ace31f3.pdf | http://prodrep.mrsteam.com/DocumentResources/0468ef5a-0b97-439b-8fad-c2c296d89e6f.pdf | N/A | N/A | UNITED STATES | http://prodrep.mrsteam.com/DocumentResources/2e933abd-df38-4315-be56-7fe09c30acec.pdf | 72 HOURS | N/A | http://prodrep.mrsteam.com/DocumentResources/38817bb9-62d6-438e-9c4f-8fb83f48db7d.pdf | http://prodrep.mrsteam.com/DocumentResources/977d7a77-bdbf-4699-b23d-7f6cc2a63528.pdf | NO | Stainless Steel | cULus Listed, CE approved | No | 15 | YES | NO | Yes | NO | NO | Infinity | 120 | Floor Mount | NO | 1; EA | NO | NO | NO | NO | PESTICIDE/AEROSOL: NO | CHEMICAL/SOLVENT: NO | Lead: No Mercury: No Silver: Yes, below Cadmium: No Chromium: No Barium: No Arsenic: No Selenium: No | PARCEL | 70 | N/A | N/A | RIGHT | 1/2 NPT | 1/2 NPT & 3/8 NPT | 0 PSI | NPT | N/A | ELECTRIC | 3001 - 4500 CU. FT. | N/A | N/A | NO | N/A | N/A | N/A | N/A | N/A | N/A | N/A | N/A | N/A | N/A | N/A | N/A | N/A | N/A | N/A | N/A | N/A | N/A | N/A | N/A | N/A | N/A | N/A | NO | YES | NO | 2017-06-24 | Mr. Steam Price Book 2017
CU500AC1 | COMMERCIAL CU | COMMERCIAL GENERATOR | DISCONTINUED | CU500AC1 Commercial Steam bath Generator | 767931700453 | 00767931700453 | N/A | CU500AC1 Commercial Steam bath Generator | 0 | 0 | 2019-04-15 | Yes | 160 | 20.8 | 22 | 37.2 | 20.8 x 22 x 37.2 | 200 | 36 | 26 | 44 | 36 x 26 x 44 | MrSteam CU Series Commercial Generators meet rigid requirements and nationally recognized testing standards, including UL. ASME steam pressure vessels are built to the ASME Boiler and Pressure Vessel Code requirements and are National Board Registered. Vertical construction means a smaller footprint, which means the generator can be located within the tightest of mechanical rooms. High quality fibrous glass pressure vessel insulation delivers maximum energy performance. | Stainless steel heating elements are corrosion-resistant | ASME-grade flanges support longevity and reliable performance | An Integral pressure gauge and sight glass provides operating information at a glance | Standard full port drain valve enables maximum draining of the pressure vessel | Comes equipped with a hinged access door for ease of installation and service | Optional Automatic Blowdown System features electronically controlled maintenance and 24-hour/7-day programming |  |  |  |  | 12 | 12000 | 208 | N/A | NO | N/A | N/A | CU2-D1 | N/A | N/A | https://cdn.intelligencebank.com/us/share/B3R/KeX0/21y6/original/steam-logo-white.jpg | http://public2.intelligencebank.com/e2c56f829e1e5d82347c365bf31980f6/e0522e6b1c4163bc4ae1d92af441ac50/CU360-4500.jpg | N/A | N/A | https://vimeo.com/58153234 | https://vimeo.com/58153232 | N/A | N/A | http://prodrep.mrsteam.com/DocumentResources/d1f0ef4a-aa86-4f9f-b8e4-ceba8ace31f3.pdf | http://prodrep.mrsteam.com/DocumentResources/d1f0ef4a-aa86-4f9f-b8e4-ceba8ace31f3.pdf | http://prodrep.mrsteam.com/DocumentResources/0468ef5a-0b97-439b-8fad-c2c296d89e6f.pdf | N/A | N/A | UNITED STATES | http://prodrep.mrsteam.com/DocumentResources/2e933abd-df38-4315-be56-7fe09c30acec.pdf | 72 HOURS | N/A | http://prodrep.mrsteam.com/DocumentResources/38817bb9-62d6-438e-9c4f-8fb83f48db7d.pdf | http://prodrep.mrsteam.com/DocumentResources/977d7a77-bdbf-4699-b23d-7f6cc2a63528.pdf | NO | Stainless Steel | cULus Listed, CE approved | No | 15 | YES | NO | Yes | NO | NO | Infinity | 120 | Floor Mount | NO | 1; EA | NO | NO | NO | NO | PESTICIDE/AEROSOL: NO | CHEMICAL/SOLVENT: NO | Lead: No Mercury: No Silver: Yes, below Cadmium: No Chromium: No Barium: No Arsenic: No Selenium: No | PARCEL | 70 | N/A | N/A | RIGHT | 1/2 NPT | 1/2 NPT & 3/8 NPT | 0 PSI | NPT | N/A | ELECTRIC | 361 - 500 CU. FT. | N/A | N/A | NO | N/A | N/A | N/A | N/A | N/A | N/A | N/A | N/A | N/A | N/A | N/A | N/A | N/A | N/A | N/A | N/A | N/A | N/A | N/A | N/A | N/A | N/A | N/A | NO | YES | NO | 2017-06-24 | Mr. Steam Price Book 2017
CU500AC3 | COMMERCIAL CU | COMMERCIAL GENERATOR | DISCONTINUED | CU500AC3 Commercial Steam bath Generator | 767931700460 | 00767931700460 | N/A | CU500AC3 Commercial Steam bath Generator | 0 | 0 | 2019-04-15 | Yes | 160 | 20.8 | 22 | 37.2 | 20.8 x 22 x 37.2 | 200 | 36 | 26 | 44 | 36 x 26 x 44 | MrSteam CU Series Commercial Generators meet rigid requirements and nationally recognized testing standards, including UL. ASME steam pressure vessels are built to the ASME Boiler and Pressure Vessel Code requirements and are National Board Registered. Vertical construction means a smaller footprint, which means the generator can be located within the tightest of mechanical rooms. High quality fibrous glass pressure vessel insulation delivers maximum energy performance. | Stainless steel heating elements are corrosion-resistant | ASME-grade flanges support longevity and reliable performance | An Integral pressure gauge and sight glass provides operating information at a glance | Standard full port drain valve enables maximum draining of the pressure vessel | Comes equipped with a hinged access door for ease of installation and service | Optional Automatic Blowdown System features electronically controlled maintenance and 24-hour/7-day programming |  |  |  |  | 12 | 12000 | 208 | N/A | YES | N/A | N/A | CU1-D1 | N/A | N/A | https://cdn.intelligencebank.com/us/share/B3R/KeX0/21y6/original/steam-logo-white.jpg | http://public2.intelligencebank.com/e2c56f829e1e5d82347c365bf31980f6/e0522e6b1c4163bc4ae1d92af441ac50/CU360-4500.jpg | N/A | N/A | https://vimeo.com/58153234 | https://vimeo.com/58153232 | N/A | N/A | http://prodrep.mrsteam.com/DocumentResources/d1f0ef4a-aa86-4f9f-b8e4-ceba8ace31f3.pdf | http://prodrep.mrsteam.com/DocumentResources/d1f0ef4a-aa86-4f9f-b8e4-ceba8ace31f3.pdf | http://prodrep.mrsteam.com/DocumentResources/0468ef5a-0b97-439b-8fad-c2c296d89e6f.pdf | N/A | N/A | UNITED STATES | http://prodrep.mrsteam.com/DocumentResources/2e933abd-df38-4315-be56-7fe09c30acec.pdf | 72 HOURS | N/A | http://prodrep.mrsteam.com/DocumentResources/38817bb9-62d6-438e-9c4f-8fb83f48db7d.pdf | http://prodrep.mrsteam.com/DocumentResources/977d7a77-bdbf-4699-b23d-7f6cc2a63528.pdf | NO | Stainless Steel | cULus Listed, CE approved | No | 15 | YES | NO | Yes | NO | NO | Infinity | 120 | Floor Mount | NO | 1; EA | NO | NO | NO | NO | PESTICIDE/AEROSOL: NO | CHEMICAL/SOLVENT: NO | Lead: No Mercury: No Silver: Yes, below Cadmium: No Chromium: No Barium: No Arsenic: No Selenium: No | PARCEL | 70 | N/A | N/A | RIGHT | 1/2 NPT | 1/2 NPT & 3/8 NPT | 0 PSI | NPT | N/A | ELECTRIC | 361 - 500 CU. FT. | N/A | N/A | NO | N/A | N/A | N/A | N/A | N/A | N/A | N/A | N/A | N/A | N/A | N/A | N/A | N/A | N/A | N/A | N/A | N/A | N/A | N/A | N/A | N/A | N/A | N/A | NO | YES | NO | 2017-06-24 | Mr. Steam Price Book 2017
CU750AC1 | COMMERCIAL CU | COMMERCIAL GENERATOR | DISCONTINUED | CU750AC1 Commercial Steam bath Generator | 767931700477 | 00767931700477 | N/A | CU750AC1 Commercial Steam bath Generator | 0 | 0 | 2019-04-15 | Yes | 175 | 20.8 | 22 | 37.2 | 20.8 x 22 x 37.2 | 215 | 36 | 26 | 44 | 36 x 26 x 44 | MrSteam CU Series Commercial Generators meet rigid requirements and nationally recognized testing standards, including UL. ASME steam pressure vessels are built to the ASME Boiler and Pressure Vessel Code requirements and are National Board Registered. Vertical construction means a smaller footprint, which means the generator can be located within the tightest of mechanical rooms. High quality fibrous glass pressure vessel insulation delivers maximum energy performance. | Stainless steel heating elements are corrosion-resistant | ASME-grade flanges support longevity and reliable performance | An Integral pressure gauge and sight glass provides operating information at a glance | Standard full port drain valve enables maximum draining of the pressure vessel | Comes equipped with a hinged access door for ease of installation and service | Optional Automatic Blowdown System features electronically controlled maintenance and 24-hour/7-day programming |  |  |  |  | 18 | 18000 | 208 | N/A | NO | N/A | N/A | CU1-D1 | N/A | N/A | https://cdn.intelligencebank.com/us/share/B3R/KeX0/21y6/original/steam-logo-white.jpg | http://public2.intelligencebank.com/e2c56f829e1e5d82347c365bf31980f6/e0522e6b1c4163bc4ae1d92af441ac50/CU360-4500.jpg | N/A | N/A | https://vimeo.com/58153234 | https://vimeo.com/58153232 | N/A | N/A | http://prodrep.mrsteam.com/DocumentResources/d1f0ef4a-aa86-4f9f-b8e4-ceba8ace31f3.pdf | http://prodrep.mrsteam.com/DocumentResources/d1f0ef4a-aa86-4f9f-b8e4-ceba8ace31f3.pdf | http://prodrep.mrsteam.com/DocumentResources/0468ef5a-0b97-439b-8fad-c2c296d89e6f.pdf | N/A | N/A | UNITED STATES | http://prodrep.mrsteam.com/DocumentResources/2e933abd-df38-4315-be56-7fe09c30acec.pdf | 72 HOURS | N/A | http://prodrep.mrsteam.com/DocumentResources/38817bb9-62d6-438e-9c4f-8fb83f48db7d.pdf | http://prodrep.mrsteam.com/DocumentResources/977d7a77-bdbf-4699-b23d-7f6cc2a63528.pdf | NO | Stainless Steel | cULus Listed, CE approved | No | 15 | YES | NO | Yes | NO | NO | Infinity | 120 | Floor Mount | NO | 1; EA | NO | NO | NO | NO | PESTICIDE/AEROSOL: NO | CHEMICAL/SOLVENT: NO | Lead: No Mercury: No Silver: Yes, below Cadmium: No Chromium: No Barium: No Arsenic: No Selenium: No | PARCEL | 70 | N/A | N/A | RIGHT | 1/2 NPT | 1/2 NPT & 3/8 NPT | 0 PSI | NPT | N/A | ELECTRIC | 501 - 750 CU. FT. | N/A | N/A | NO | N/A | N/A | N/A | N/A | N/A | N/A | N/A | N/A | N/A | N/A | N/A | N/A | N/A | N/A | N/A | N/A | N/A | N/A | N/A | N/A | N/A | N/A | N/A | NO | YES | NO | 2017-06-24 | Mr. Steam Price Book 2017
CU750AC3 | COMMERCIAL CU | COMMERCIAL GENERATOR | DISCONTINUED | CU750AC3 Commercial Steam bath Generator | 767931700484 | 00767931700484 | N/A | CU750AC3 Commercial Steam bath Generator | 0 | 0 | 2019-04-15 | Yes | 175 | 20.8 | 22 | 37.2 | 20.8 x 22 x 37.2 | 215 | 36 | 26 | 44 | 36 x 26 x 44 | MrSteam CU Series Commercial Generators meet rigid requirements and nationally recognized testing standards, including UL. ASME steam pressure vessels are built to the ASME Boiler and Pressure Vessel Code requirements and are National Board Registered. Vertical construction means a smaller footprint, which means the generator can be located within the tightest of mechanical rooms. High quality fibrous glass pressure vessel insulation delivers maximum energy performance. | Stainless steel heating elements are corrosion-resistant | ASME-grade flanges support longevity and reliable performance | An Integral pressure gauge and sight glass provides operating information at a glance | Standard full port drain valve enables maximum draining of the pressure vessel | Comes equipped with a hinged access door for ease of installation and service | Optional Automatic Blowdown System features electronically controlled maintenance and 24-hour/7-day programming |  |  |  |  | 18 | 18000 | 208 | N/A | YES | N/A | N/A | CU1-D1 | N/A | N/A | https://cdn.intelligencebank.com/us/share/B3R/KeX0/21y6/original/steam-logo-white.jpg | http://public2.intelligencebank.com/e2c56f829e1e5d82347c365bf31980f6/e0522e6b1c4163bc4ae1d92af441ac50/CU360-4500.jpg | N/A | N/A | https://vimeo.com/58153234 | https://vimeo.com/58153232 | N/A | N/A | http://prodrep.mrsteam.com/DocumentResources/d1f0ef4a-aa86-4f9f-b8e4-ceba8ace31f3.pdf | http://prodrep.mrsteam.com/DocumentResources/d1f0ef4a-aa86-4f9f-b8e4-ceba8ace31f3.pdf | http://prodrep.mrsteam.com/DocumentResources/0468ef5a-0b97-439b-8fad-c2c296d89e6f.pdf | N/A | N/A | UNITED STATES | http://prodrep.mrsteam.com/DocumentResources/2e933abd-df38-4315-be56-7fe09c30acec.pdf | 72 HOURS | N/A | http://prodrep.mrsteam.com/DocumentResources/38817bb9-62d6-438e-9c4f-8fb83f48db7d.pdf | http://prodrep.mrsteam.com/DocumentResources/977d7a77-bdbf-4699-b23d-7f6cc2a63528.pdf | NO | Stainless Steel | cULus Listed, CE approved | No | 15 | YES | NO | Yes | NO | NO | Infinity | 120 | Floor Mount | NO | 1; EA | NO | NO | NO | NO | PESTICIDE/AEROSOL: NO | CHEMICAL/SOLVENT: NO | Lead: No Mercury: No Silver: Yes, below Cadmium: No Chromium: No Barium: No Arsenic: No Selenium: No | PARCEL | 70 | N/A | N/A | RIGHT | 1/2 NPT | 1/2 NPT & 3/8 NPT | 0 PSI | NPT | N/A | ELECTRIC | 501 - 750 CU. FT. | N/A | N/A | NO | N/A | N/A | N/A | N/A | N/A | N/A | N/A | N/A | N/A | N/A | N/A | N/A | N/A | N/A | N/A | N/A | N/A | N/A | N/A | N/A | N/A | N/A | N/A | NO | YES | NO | 2017-06-24 | Mr. Steam Price Book 2017
CU81017MR | COMMERCIAL CU | COMMERCIAL INDIVIDUAL PART | DISCONTINUED | Auxiliary Manual Reset | 767931700736 | 00767931700736 | N/A | Auxiliary Manual Reset is standard on the CU360 - CU1400, independent manual reset, second low water cutoff control, required in many states and jurisdictions | 0 | 0 | 2019-04-15 | Yes | 3 | 10 | 7 | 4 | 10 x 7 x 4 | 10 | 11 | 11 | 12 | 11 x 11 x 12 | Standard on the CU360 - CU1400. Many states and local jurisdictions require as standard an independent, manual reset, second low-water cutoff control. Verify in your area. | Second low-water cutoff control | [9 empty] | N/A | N/A | N/A | N/A | NO | N/A | CU Commercial Generators | N/A | N/A | N/A | https://cdn.intelligencebank.com/us/share/B3R/KeX0/21y6/original/steam-logo-white.jpg | N/A | N/A | N/A | https://vimeo.com/58153234 | https://vimeo.com/58153232 | N/A | N/A | http://prodrep.mrsteam.com/DocumentResources/d1f0ef4a-aa86-4f9f-b8e4-ceba8ace31f3.pdf | http://prodrep.mrsteam.com/DocumentResources/d1f0ef4a-aa86-4f9f-b8e4-ceba8ace31f3.pdf | http://prodrep.mrsteam.com/DocumentResources/0468ef5a-0b97-439b-8fad-c2c296d89e6f.pdf | N/A | N/A | UNITED STATES | http://prodrep.mrsteam.com/DocumentResources/2e933abd-df38-4315-be56-7fe09c30acec.pdf | 72 HOURS | N/A | N/A | N/A | NO | Plastic; Metal | N/A | No | N/A | NO | NO | Yes | NO | NO | N/A | N/A | Wall-Mount | NO | 1; EA | NO | NO | NO | NO | PESTICIDE/AEROSOL: NO | CHEMICAL/SOLVENT: NO | Lead: No Mercury: No Silver: Yes, below Cadmium: No Chromium: No Barium: No Arsenic: No Selenium: No | PARCEL | 70 | N/A | N/A | N/A | N/A | N/A | N/A | N/A | N/A | N/A | N/A | N/A | N/A | NO | N/A | N/A | N/A | N/A | N/A | N/A | N/A | N/A | N/A | N/A | N/A | N/A | N/A | N/A | N/A | N/A | N/A | N/A | N/A | N/A | N/A | N/A | N/A | NO | NO | NO | 2017-06-24 | Mr. Steam Price Book 2017
CU81600-1 | COMMERCIAL CU | COMMERCIAL BLOWDOWN | DISCONTINUED | CU81600-1 Automatic Blowdown System | 767931700606 | 00767931700606 | N/A | CU81600-1 Automatic Blowdown System for use with CU360-1400, programmable hour/day time cycle, boiler-grade heavy duty motorized ball valve, industrial steam-rated 100 PSIG ball value with Telfon® | 0 | 0 | 2019-04-15 | Yes | 3 | 10 | 7 | 4 | 10 x 7 x 4 | 3 | 10 | 7 | 4 | 10 x 7 x 4 | The heart of the system uses a stainless steel, motor-driven, straight-through, self-cleaning ball valve for boiler water blowdown. An electronic unit and timer controls the ball valve and boiler. Programmable hour/day time cycle system can be programmed to skip days, and can be overridden manually anytime. An Automatic Blowdown System may be installed on any steam boiler, regardless of size or operating duty cycle. The system, when factory installed, further saves field costs and prolongs the life of the heating elements. | Extends the life of the heating element | Programmable to start and shuts down the boiler automatically | Blows down automatically during work days | Steam-rated 15 PSIG ball value with Telfon® | [6 empty] | N/A | N/A | N/A | N/A | NO | N/A | CU360-CU1400 | N/A | N/A | N/A | https://cdn.intelligencebank.com/us/share/B3R/KeX0/21y6/original/steam-logo-white.jpg | http://public2.intelligencebank.com/e2c56f829e1e5d82347c365bf31980f6/6df424b55831028835ec48bf2ea2914f/CU81600-1-3.jpg | N/A | N/A | https://vimeo.com/58153234 | https://vimeo.com/58153232 | N/A | N/A | http://prodrep.mrsteam.com/DocumentResources/d1f0ef4a-aa86-4f9f-b8e4-ceba8ace31f3.pdf | http://prodrep.mrsteam.com/DocumentResources/d1f0ef4a-aa86-4f9f-b8e4-ceba8ace31f3.pdf | http://prodrep.mrsteam.com/DocumentResources/0468ef5a-0b97-439b-8fad-c2c296d89e6f.pdf | N/A | N/A | UNITED STATES | http://prodrep.mrsteam.com/DocumentResources/2e933abd-df38-4315-be56-7fe09c30acec.pdf | 72 HOURS | N/A | http://prodrep.mrsteam.com/DocumentResources/a6442fff-6637-4e9d-877e-668b555805e9.pdf | http://prodrep.mrsteam.com/DocumentResources/2fa9e1da-4973-4970-818f-1cd2b8f48d11.pdf | NO | Metal | N/A | No | N/A | NO | NO | Yes | NO | NO | N/A | N/A | Wall-Mount | NO | 1; EA | NO | NO | NO | NO | PESTICIDE/AEROSOL: NO | CHEMICAL/SOLVENT: NO | Lead: No Mercury: No Silver: Yes, below Cadmium: No Chromium: No Barium: No Arsenic: No Selenium: No | PARCEL | 70 | N/A | N/A | N/A | N/A | N/A | N/A | N/A | N/A | N/A | N/A | N/A | N/A | NO | N/A | N/A | N/A | N/A | N/A | N/A | N/A | N/A | N/A | N/A | N/A | N/A | N/A | N/A | N/A | N/A | N/A | N/A | N/A | N/A | N/A | N/A | N/A | NO | NO | NO | 2017-06-24 | Mr. Steam Price Book 2017
CU81600-2 | COMMERCIAL CU | COMMERCIAL BLOWDOWN | DISCONTINUED | CU81600-2 Automatic Blowdown System | 767931700613 | 00767931700613 | N/A | CU81600-2 Automatic Blowdown System for use with CU2000-3000, programmable hour/day time cycle, boiler-grade heavy duty motorized ball valve, industrial steam-rated 100 PSIG ball value with Telfon® | 0 | 0 | 2019-04-15 | Yes | 3 | 10 | 7 | 4 | 10 x 7 x 4 | 3 | 10 | 7 | 4 | 10 x 7 x 4 | The heart of the system uses a stainless steel, motor-driven, straight-through, self-cleaning ball valve for boiler water blowdown. An electronic unit and timer controls the ball valve and boiler. Programmable hour/day time cycle system can be programmed to skip days, and can be overridden manually anytime. An Automatic Blowdown System may be installed on any steam boiler, regardless of size or operating duty cycle. The system, when factory installed, further saves field costs and prolongs the life of the heating elements. | Extends the life of the heating element | Programmable to start and shuts down the boiler automatically | Blows down automatically during work days | Steam-rated 15 PSIG ball value with Telfon® | [6 empty] | N/A | N/A | N/A | N/A | NO | N/A | CU2000-3000 | N/A | N/A | N/A | https://cdn.intelligencebank.com/us/share/B3R/KeX0/21y6/original/steam-logo-white.jpg | http://public2.intelligencebank.com/e2c56f829e1e5d82347c365bf31980f6/6df424b55831028835ec48bf2ea2914f/CU81600-1-3.jpg | N/A | N/A | https://vimeo.com/58153234 | https://vimeo.com/58153232 | N/A | N/A | http://prodrep.mrsteam.com/DocumentResources/d1f0ef4a-aa86-4f9f-b8e4-ceba8ace31f3.pdf | http://prodrep.mrsteam.com/DocumentResources/d1f0ef4a-aa86-4f9f-b8e4-ceba8ace31f3.pdf | http://prodrep.mrsteam.com/DocumentResources/0468ef5a-0b97-439b-8fad-c2c296d89e6f.pdf | N/A | N/A | UNITED STATES | http://prodrep.mrsteam.com/DocumentResources/2e933abd-df38-4315-be56-7fe09c30acec.pdf | 72 HOURS | N/A | http://prodrep.mrsteam.com/DocumentResources/a6442fff-6637-4e9d-877e-668b555805e9.pdf | http://prodrep.mrsteam.com/DocumentResources/2fa9e1da-4973-4970-818f-1cd2b8f48d11.pdf | NO | Metal | N/A | No | N/A | NO | NO | Yes | NO | NO | N/A | N/A | Wall-Mount | NO | 1; EA | NO | NO | NO | NO | PESTICIDE/AEROSOL: NO | CHEMICAL/SOLVENT: NO | Lead: No Mercury: No Silver: Yes, below Cadmium: No Chromium: No Barium: No Arsenic: No Selenium: No | PARCEL | 70 | N/A | N/A | N/A | N/A | N/A | N/A | N/A | N/A | N/A | N/A | N/A | N/A | NO | N/A | N/A | N/A | N/A | N/A | N/A | N/A | N/A | N/A | N/A | N/A | N/A | N/A | N/A | N/A | N/A | N/A | N/A | N/A | N/A | N/A | N/A | N/A | NO | NO | NO | 2017-06-24 | Mr. Steam Price Book 2017
CU81600-3 | COMMERCIAL CU | COMMERCIAL BLOWDOWN | DISCONTINUED | CU81600-3 Automatic Blowdown System | 767931700620 | 00767931700620 | N/A | CU81600-3 Automatic Blowdown System for use with CU4500, programmable hour/day time cycle, boiler-grade heavy duty motorized ball valve, industrial steam-rated 100 PSIG ball value with Telfon® | 0 | 0 | 2019-04-15 | Yes | 3 | 10 | 7 | 4 | 10 x 7 x 4 | 3 | 10 | 7 | 4 | 10 x 7 x 4 | The heart of the system uses a stainless steel, motor-driven, straight-through, self-cleaning ball valve for boiler water blowdown. An electronic unit and timer controls the ball valve and boiler. Programmable hour/day time cycle system can be programmed to skip days, and can be overridden manually anytime. An Automatic Blowdown System may be installed on any steam boiler, regardless of size or operating duty cycle. The system, when factory installed, further saves field costs and prolongs the life of the heating elements. | Extends the life of the heating element | Programmable to start and shuts down the boiler automatically | Blows down automatically during work days | Steam-rated 15 PSIG ball value with Telfon® | [6 empty] | N/A | N/A | N/A | N/A | NO | N/A | CU4500 | N/A | N/A | N/A | https://cdn.intelligencebank.com/us/share/B3R/KeX0/21y6/original/steam-logo-white.jpg | http://public2.intelligencebank.com/e2c56f829e1e5d82347c365bf31980f6/6df424b55831028835ec48bf2ea2914f/CU81600-1-3.jpg | N/A | N/A | https://vimeo.com/58153234 | https://vimeo.com/58153232 | N/A | N/A | http://prodrep.mrsteam.com/DocumentResources/d1f0ef4a-aa86-4f9f-b8e4-ceba8ace31f3.pdf | http://prodrep.mrsteam.com/DocumentResources/d1f0ef4a-aa86-4f9f-b8e4-ceba8ace31f3.pdf | http://prodrep.mrsteam.com/DocumentResources/0468ef5a-0b97-439b-8fad-c2c296d89e6f.pdf | N/A | N/A | UNITED STATES | http://prodrep.mrsteam.com/DocumentResources/2e933abd-df38-4315-be56-7fe09c30acec.pdf | 72 HOURS | N/A | http://prodrep.mrsteam.com/DocumentResources/a6442fff-6637-4e9d-877e-668b555805e9.pdf | http://prodrep.mrsteam.com/DocumentResources/2fa9e1da-4973-4970-818f-1cd2b8f48d11.pdf | NO | Metal | N/A | No | N/A | NO | NO | Yes | NO | NO | N/A | N/A | Wall-Mount | NO | 1; EA | NO | NO | NO | NO | PESTICIDE/AEROSOL: NO | CHEMICAL/SOLVENT: NO | Lead: No Mercury: No Silver: Yes, below Cadmium: No Chromium: No Barium: No Arsenic: No Selenium: No | PARCEL | 70 | N/A | N/A | N/A | N/A | N/A | N/A | N/A | N/A | N/A | N/A | N/A | N/A | NO | N/A | N/A | N/A | N/A | N/A | N/A | N/A | N/A | N/A | N/A | N/A | N/A | N/A | N/A | N/A | N/A | N/A | N/A | N/A | N/A | N/A | N/A | N/A | NO | NO | NO | 2017-06-24 | Mr. Steam Price Book 2017
CU-99216B | COMMERCIAL CU | COMMERCIAL ACCESSORY | DISCONTINUED | Commercial Mechanical Timer | 767931700088 | 00767931700088 | N/A | Commercial Mechanical Timer, 30-minute mechanical timer, only for installation outside the steam room, 120V operation, works in conjunction with Digital 1 Control Package, requires use of MrSteam Steam Vent part number 104072 | 0 | 0 | 2019-04-15 | Yes | 2 | 10 | 7 | 4 | 10 x 7 x 4 | 2 | 10 | 7 | 4 | 10 x 7 x 4 | MrSteam adjustable mechanical timer allows guests or staff to set the steam session time for up to 30 minutes | Easy-to-use, reliable for safely timing steamroom sessions | Timer should only be installed outside the steam room | US and Canada UL listed | A steam vent (PN 104072) is required with timer. | [6 empty] | N/A | N/A | N/A | N/A | NO | N/A | CU Commercial Generators | N/A | N/A | N/A | https://cdn.intelligencebank.com/us/share/B3R/KeX0/21y6/original/steam-logo-white.jpg | http://public2.intelligencebank.com/e2c56f829e1e5d82347c365bf31980f6/374641457aecfebb0e82a6a7b5944bf7/CU-99216B.jpg | N/A | N/A | https://vimeo.com/58153234 | https://vimeo.com/58153232 | N/A | N/A | http://prodrep.mrsteam.com/DocumentResources/d1f0ef4a-aa86-4f9f-b8e4-ceba8ace31f3.pdf | http://prodrep.mrsteam.com/DocumentResources/d1f0ef4a-aa86-4f9f-b8e4-ceba8ace31f3.pdf | http://prodrep.mrsteam.com/DocumentResources/0468ef5a-0b97-439b-8fad-c2c296d89e6f.pdf | N/A | N/A | UNITED STATES | http://prodrep.mrsteam.com/DocumentResources/2e933abd-df38-4315-be56-7fe09c30acec.pdf | 72 HOURS | N/A | http://prodrep.mrsteam.com/DocumentResources/f088e839-b4d0-49c4-b45b-0b5a0b6812d0.pdf | http://prodrep.mrsteam.com/DocumentResources/24ba811b-b4e9-4b34-a996-975725688458.pdf | NO | Plastic | cULus Listed | No | N/A | NO | NO | Yes | NO | NO | N/A | N/A | Wall-Mount | NO | 1; EA | NO | NO | NO | NO | PESTICIDE/AEROSOL: NO | CHEMICAL/SOLVENT: NO | Lead: No Mercury: No Silver: Yes, below Cadmium: No Chromium: No Barium: No Arsenic: No Selenium: No | PARCEL | 70 | N/A | N/A | N/A | N/A | N/A | N/A | N/A | N/A | N/A | N/A | N/A | N/A | NO | N/A | N/A | N/A | N/A | N/A | N/A | N/A | N/A | N/A | N/A | N/A | N/A | N/A | N/A | N/A | N/A | N/A | N/A | N/A | N/A | N/A | N/A | N/A | NO | NO | NO | 2017-06-24 | Mr. Steam Price Book 2017
CU-99216DIG | COMMERCIAL CU | COMMERCIAL ACCESSORY | DISCONTINUED | Commercial Digital Timer | 767931700675 | 00767931700675 | N/A | 30-minute digital timer, only for use outside the steam room, 30-minute digital countdown operation, 120V operation, works in conjunction with Digital 1 Control Package, requires use of MrSteam Steam Vent part number 104072 | 0 | 0 | 2019-04-15 | Yes | 2 | 10 | 7 | 4 | 10 x 7 x 4 | 2 | 10 | 7 | 4 | 10 x 7 x 4 | MrSteam 30-minute Digital Timer provides guests in your steam room with accurate, easy-to-use timers so that they can time their steam sessions up to 30 minutes. | Easy-to-use, reliable for safely timing steamroom sessions | Timer should only be installed outside the steam room | US and Canada UL listed | A steam vent (PN 104072) is required with timer. | [6 empty] | N/A | N/A | N/A | N/A | NO | N/A | CU Commercial Generators | N/A | N/A | N/A | https://cdn.intelligencebank.com/us/share/B3R/KeX0/21y6/original/steam-logo-white.jpg | http://public2.intelligencebank.com/e2c56f829e1e5d82347c365bf31980f6/a1fac7edf356ed4ea3792dede4e1b679/CU-99216DIG.jpg | N/A | N/A | https://vimeo.com/58153234 | https://vimeo.com/58153232 | N/A | N/A | http://prodrep.mrsteam.com/DocumentResources/d1f0ef4a-aa86-4f9f-b8e4-ceba8ace31f3.pdf | http://prodrep.mrsteam.com/DocumentResources/d1f0ef4a-aa86-4f9f-b8e4-ceba8ace31f3.pdf | http://prodrep.mrsteam.com/DocumentResources/0468ef5a-0b97-439b-8fad-c2c296d89e6f.pdf | N/A | N/A | UNITED STATES | http://prodrep.mrsteam.com/DocumentResources/2e933abd-df38-4315-be56-7fe09c30acec.pdf | 72 HOURS | N/A | http://prodrep.mrsteam.com/DocumentResources/f088e839-b4d0-49c4-b45b-0b5a0b6812d0.pdf | http://prodrep.mrsteam.com/DocumentResources/24ba811b-b4e9-4b34-a996-975725688458.pdf | NO | Plastic | cULus Listed | No | N/A | YES | NO | Yes | NO | NO | N/A | N/A | Wall-Mount | NO | 1; EA | NO | NO | NO | NO | PESTICIDE/AEROSOL: NO | CHEMICAL/SOLVENT: NO | Lead: No Mercury: No Silver: Yes, below Cadmium: No Chromium: No Barium: No Arsenic: No Selenium: No | PARCEL | 70 | N/A | N/A | N/A | N/A | N/A | N/A | N/A | N/A | N/A | N/A | N/A | N/A | NO | N/A | N/A | N/A | N/A | N/A | N/A | N/A | N/A | N/A | N/A | N/A | N/A | N/A | N/A | N/A | N/A | N/A | N/A | N/A | N/A | N/A | N/A | N/A | NO | NO | NO | 2017-06-24 | Mr. Steam Price Book 2017
CU99331C | COMMERCIAL CU | COMMERCIAL INDIVIDUAL PART | ACTIVE | Transformer 240V | 767931700699 | 00767931700699 | N/A | Transformer 240V provides control circuit voltage where 120V is inaccessible or costly to provide, cULus listed | 550 | 385 | 2019-04-15 | Yes | 3 | 10 | 7 | 4 | 10 x 7 x 4 | 3 | 10 | 7 | 4 | 10 x 7 x 4 | Provides control circuit voltage where 120V is inaccessible or costly to provide | Transformer - 240V | cULus listed | [8 empty] | N/A | N/A | N/A | N/A | NO | N/A | CU Commercial Generators | N/A | N/A | N/A | https://cdn.intelligencebank.com/us/share/B3R/KeX0/21y6/original/steam-logo-white.jpg | N/A | N/A | N/A | https://vimeo.com/58153234 | https://vimeo.com/58153232 | N/A | N/A | http://prodrep.mrsteam.com/DocumentResources/d1f0ef4a-aa86-4f9f-b8e4-ceba8ace31f3.pdf | http://prodrep.mrsteam.com/DocumentResources/d1f0ef4a-aa86-4f9f-b8e4-ceba8ace31f3.pdf | http://prodrep.mrsteam.com/DocumentResources/0468ef5a-0b97-439b-8fad-c2c296d89e6f.pdf | N/A | N/A | UNITED STATES | http://prodrep.mrsteam.com/DocumentResources/2e933abd-df38-4315-be56-7fe09c30acec.pdf | 72 HOURS | N/A | N/A | N/A | NO | Metal | cULus Listed | No | N/A | YES | NO | Yes | NO | NO | N/A | N/A | Wall-Mount | NO | 1; EA | NO | NO | NO | NO | PESTICIDE/AEROSOL: NO | CHEMICAL/SOLVENT: NO | Lead: No Mercury: No Silver: Yes, below Cadmium: No Chromium: No Barium: No Arsenic: No Selenium: No | PARCEL | 70 | N/A | N/A | N/A | N/A | N/A | N/A | N/A | N/A | N/A | N/A | N/A | N/A | NO | N/A | N/A | N/A | N/A | N/A | N/A | N/A | N/A | N/A | N/A | N/A | N/A | N/A | N/A | N/A | N/A | N/A | N/A | N/A | N/A | N/A | N/A | N/A | NO | NO | NO | 2017-06-24 | Mr. Steam Price Book 2017
CU99331F | COMMERCIAL CU | COMMERCIAL INDIVIDUAL PART | ACTIVE | Transformer 480V | 767931700705 | 00767931700705 | N/A | Transformer 480V provides control circuit voltage where 120V is inaccessible or costly to provide, cULus listed | 625 | 437.5 | 2019-04-15 | Yes | 3 | 10 | 7 | 4 | 10 x 7 x 4 | 3 | 10 | 7 | 4 | 10 x 7 x 4 | Provides control circuit voltage where 120V is inaccessible or costly to provide | Transformer - 480V | cULus listed | [8 empty] | N/A | N/A | N/A | N/A | NO | N/A | CU Commercial Generators | N/A | N/A | N/A | https://cdn.intelligencebank.com/us/share/B3R/KeX0/21y6/original/steam-logo-white.jpg | N/A | N/A | N/A | https://vimeo.com/58153234 | https://vimeo.com/58153232 | N/A | N/A | http://prodrep.mrsteam.com/DocumentResources/d1f0ef4a-aa86-4f9f-b8e4-ceba8ace31f3.pdf | http://prodrep.mrsteam.com/DocumentResources/d1f0ef4a-aa86-4f9f-b8e4-ceba8ace31f3.pdf | http://prodrep.mrsteam.com/DocumentResources/0468ef5a-0b97-439b-8fad-c2c296d89e6f.pdf | N/A | N/A | UNITED STATES | http://prodrep.mrsteam.com/DocumentResources/2e933abd-df38-4315-be56-7fe09c30acec.pdf | 72 HOURS | N/A | N/A | N/A | NO | Metal | cULus Listed | No | N/A | YES | NO | Yes | NO | NO | N/A | N/A | Wall-Mount | NO | 1; EA | NO | NO | NO | NO | PESTICIDE/AEROSOL: NO | CHEMICAL/SOLVENT: NO | Lead: No Mercury: No Silver: Yes, below Cadmium: No Chromium: No Barium: No Arsenic: No Selenium: No | PARCEL | 70 | N/A | N/A | N/A | N/A | N/A | N/A | N/A | N/A | N/A | N/A | N/A | N/A | NO | N/A | N/A | N/A | N/A | N/A | N/A | N/A | N/A | N/A | N/A | N/A | N/A | N/A | N/A | N/A | N/A | N/A | N/A | N/A | N/A | N/A | N/A | N/A | NO | NO | NO | 2017-06-24 | Mr. Steam Price Book 2017
CU-ALARM | COMMERCIAL CU | COMMERCIAL ACCESSORY | ACTIVE | Commercial Alarm | 767931701191 | 00767931701191 | N/A | CU-Alarm suitable for use with Digital 1 Control, mounting in a standard 4x4 electrical box for installation, US and Canada UL listed for general signaling, indoors and outdoors, IMPORTANT: CU Alarm not for installation inside the steam room | 240 | 168 | 2019-04-15 | Yes | 1 | 4 | 4 | 2.25 | 4 x 4 x 2.25 | 3 | 10 | 7 | 4 | 10 x 7 x 4 | The CU Alarm is an audible alarm that sounds in the event that the steam room maximum set temperature is exceeded, or if the CU-SteamStop button has been pressed. The CU Alarm may be mounted outside the steam room in a location that will alert an attendant and/or user to an over-temperature condition. | Suitable for use with the Digital1 Control Package | Choose from multiple alarm sounds | Mounts in standard 4x4 electrical box for installation | cULus listed for general signaling, indoors and outdoors | [6 empty] | N/A | N/A | N/A | N/A | NO | N/A | CU Commercial Generators | N/A | N/A | N/A | https://cdn.intelligencebank.com/us/share/B3R/KeX0/21y6/original/steam-logo-white.jpg | http://public2.intelligencebank.com/e2c56f829e1e5d82347c365bf31980f6/160a7e93eeba77293d18e6f9164e28e0/CU-ALARM.jpg | N/A | N/A | https://vimeo.com/58153234 | https://vimeo.com/58153232 | N/A | N/A | http://prodrep.mrsteam.com/DocumentResources/d1f0ef4a-aa86-4f9f-b8e4-ceba8ace31f3.pdf | http://prodrep.mrsteam.com/DocumentResources/d1f0ef4a-aa86-4f9f-b8e4-ceba8ace31f3.pdf | http://prodrep.mrsteam.com/DocumentResources/0468ef5a-0b97-439b-8fad-c2c296d89e6f.pdf | N/A | N/A | UNITED STATES | http://prodrep.mrsteam.com/DocumentResources/2e933abd-df38-4315-be56-7fe09c30acec.pdf | 72 HOURS | N/A | http://prodrep.mrsteam.com/DocumentResources/890687c8-8635-4e4e-a106-15f559cc30f0.pdf | http://prodrep.mrsteam.com/DocumentResources/d771282c-a64c-45b8-940a-7dcb9cf1ceff.pdf | NO | Plastic | cULus Listed | No | N/A | YES | NO | Yes | NO | NO | N/A | N/A | Wall-Mount | NO | 1; EA | NO | NO | NO | NO | PESTICIDE/AEROSOL: NO | CHEMICAL/SOLVENT: NO | Lead: No Mercury: No Silver: Yes, below Cadmium: No Chromium: No Barium: No Arsenic: No Selenium: No | PARCEL | 70 | N/A | N/A | N/A | N/A | N/A | N/A | N/A | N/A | N/A | N/A | N/A | N/A | NO | N/A | N/A | N/A | N/A | N/A | N/A | N/A | N/A | N/A | N/A | N/A | N/A | N/A | N/A | N/A | N/A | N/A | N/A | N/A | N/A | N/A | N/A | N/A | NO | NO | NO | 2017-06-24 | Mr. Steam Price Book 2017
CU-AROMAFLOA | COMMERCIAL CU | COMMERCIAL ACCESSORY | ACTIVE | Commercial AromaFlo System | 767931700637 | 00767931700637 | N/A | CU AromaFlo Aroma Steam System, electronic oil delivery system, complete with hoses, fittings and oil atomizer | 1300 | 910 | 2019-04-15 | Yes | 5 | 7.5 | 4.5 | 4.5 | 7.5 x 4.5 x 4.5 | 3 | 10 | 7 | 4.5 | 10 x 7 x 4.5 | AromaSteam System evenly infuses essential oils into the steam environment via an electronic oil delivery system for a seamless integration of aromatherapy. Complete with in-shower Control switch, oil container caddy, hoses, fittings and oil atomizer. | The AromaSteam is easily controlled directly from an iSteam, iTempo Plus and AirTempo in-shower control | Complete with hoses, fittings and oil atomizer | All installation hardware included | Install in a dry low humidity location for optimal performance | [6 empty] | N/A | N/A | N/A | N/A | NO | N/A | CU Commercial Generators | N/A | N/A | N/A | https://cdn.intelligencebank.com/us/share/B3R/KeX0/21y6/original/steam-logo-white.jpg | http://public2.intelligencebank.com/e2c56f829e1e5d82347c365bf31980f6/61370c358ade93a26faca315a3aaf9ab/CU-AROMAFLOA.jpg | N/A | N/A | https://vimeo.com/58153234 | https://vimeo.com/58153232 | N/A | N/A | http://prodrep.mrsteam.com/DocumentResources/d1f0ef4a-aa86-4f9f-b8e4-ceba8ace31f3.pdf | http://prodrep.mrsteam.com/DocumentResources/d1f0ef4a-aa86-4f9f-b8e4-ceba8ace31f3.pdf | http://prodrep.mrsteam.com/DocumentResources/0468ef5a-0b97-439b-8fad-c2c296d89e6f.pdf | N/A | N/A | UNITED STATES | http://prodrep.mrsteam.com/DocumentResources/2e933abd-df38-4315-be56-7fe09c30acec.pdf | 72 HOURS | N/A | http://prodrep.mrsteam.com/DocumentResources/5ebaabb7-7dfa-4c68-a0aa-9502148acbb4.pdf | http://prodrep.mrsteam.com/DocumentResources/30102820-21d1-4382-a169-fc3e4a898453.pdf | NO | Plastic | cULus Listed | No | N/A | YES | NO | Yes | NO | NO | N/A | N/A | Wall-Mount | NO | 1; EA | NO | NO | NO | NO | PESTICIDE/AEROSOL: NO | CHEMICAL/SOLVENT: NO | Lead: No Mercury: No Silver: Yes, below Cadmium: No Chromium: No Barium: No Arsenic: No Selenium: No | PARCEL | 70 | N/A | N/A | N/A | N/A | N/A | N/A | N/A | N/A | ELECTRIC | N/A | N/A | N/A | NO | N/A | N/A | N/A | N/A | N/A | N/A | N/A | N/A | N/A | N/A | N/A | N/A | N/A | N/A | N/A | N/A | N/A | N/A | N/A | N/A | N/A | N/A | N/A | NO | NO | NO | 2017-06-24 | Mr. Steam Price Book 2017
CU-BDT-ASME36 | COMMERCIAL CU | COMMERCIAL BLOWDOWN | ACTIVE | Blowdown Tank ASME 36" | 767931700712 | 00767931700712 | N/A | Blowdown Tank ASME 36”, blowdown separators built to ASME Section VIII, ASME Code UM vessel, no electrical hookup required, complete with temperature gauge, pressure gauge, and gauge glass assembly for use with CU360–2000 Commercial Steam Generators, 36” H x 12” Dia. | 2950 | 2065 | 2019-04-15 | Yes | 150 | 40 | 20 | 22 | 40 x 20 x 22 | 150 | 40 | 20 | 22 | 40 x 20 x 22 | Essential equipment for automatic blowdown maintenance where building codes require maximum 140° F discharge. Separators reduce water temperature and pressure to ensure a safe discharge of water and sludge. Designed to utilize a water seal at the outlet which reduces outlet temperature to a safe discharge level. Complete with temperature gauge, pressure gauge, and gauge glass assembly. | Built to ASME Section VIII and is an ASME Code UM vessel | No electrical hookup required | For use with CU360–2000 Generators | 32” h x 12” Dia. 125 lbs. | [6 empty] | N/A | N/A | N/A | N/A | NO | N/A | CU360-CU2000 | N/A | N/A | N/A | https://cdn.intelligencebank.com/us/share/B3R/KeX0/21y6/original/steam-logo-white.jpg | http://public2.intelligencebank.com/e2c56f829e1e5d82347c365bf31980f6/dd16d57eb273a6d3c825642511ca7744/CU-BDT-ASME36-42.jpg | N/A | N/A | https://vimeo.com/58153234 | https://vimeo.com/58153232 | N/A | N/A | http://prodrep.mrsteam.com/DocumentResources/d1f0ef4a-aa86-4f9f-b8e4-ceba8ace31f3.pdf | http://prodrep.mrsteam.com/DocumentResources/d1f0ef4a-aa86-4f9f-b8e4-ceba8ace31f3.pdf | http://prodrep.mrsteam.com/DocumentResources/0468ef5a-0b97-439b-8fad-c2c296d89e6f.pdf | N/A | N/A | UNITED STATES | http://prodrep.mrsteam.com/DocumentResources/2e933abd-df38-4315-be56-7fe09c30acec.pdf | 72 HOURS | N/A | http://prodrep.mrsteam.com/DocumentResources/121c0dce-945f-48c9-a009-da0fdb9964b5.pdf | N/A | NO | Metal | N/A | No | N/A | NO | NO | Yes | NO | NO | N/A | N/A | Wall-Mount | NO | 1; EA | NO | NO | NO | NO | PESTICIDE/AEROSOL: NO | CHEMICAL/SOLVENT: NO | Lead: No Mercury: No Silver: Yes, below Cadmium: No Chromium: No Barium: No Arsenic: No Selenium: No | PARCEL | 70 | N/A | N/A | N/A | N/A | N/A | N/A | N/A | N/A | N/A | N/A | N/A | N/A | NO | N/A | N/A | N/A | N/A | N/A | N/A | N/A | N/A | N/A | N/A | N/A | N/A | N/A | N/A | N/A | N/A | N/A | N/A | N/A | N/A | N/A | N/A | N/A | NO | NO | NO | 2017-06-24 | Mr. Steam Price Book 2017
CU-BDT-ASME42 | COMMERCIAL CU | COMMERCIAL BLOWDOWN | ACTIVE | Blowdown Tank ASME 42" | 767931700729 | 00767931700729 | N/A | Blowdown Tank ASME 42”, blowdown separators built to ASME Section VIII, ASME Code UM vessel, no electrical hookup required, complete with temperature gauge, pressure gauge, and gauge glass assembly for use with CU360–2000 Commercial Steam Generators, 42” H x 18” Dia. | 4350 | 3045 | 2019-04-15 | Yes | 250 | 47 | 20 | 24 | 47 x 20 x 24 | 250 | 47 | 20 | 24 | 47 x 20 x 24 | Essential equipment for automatic blowdown maintenance where building codes require maximum 140° F discharge. Separators reduce water temperature and pressure to ensure a safe discharge of water and sludge. Designed to utilize a water seal at the outlet which reduces outlet temperature to a safe discharge level. Complete with temperature gauge, pressure gauge, and gauge glass assembly. | Built to ASME Section VIII and is an ASME Code UM vessel | No electrical hookup required | For use with CU2500-4500 Generators | 42” h x 18” Dia. 230 lbs. | [6 empty] | N/A | N/A | N/A | N/A | NO | N/A | CU2500-CU4500 | N/A | N/A | N/A | https://cdn.intelligencebank.com/us/share/B3R/KeX0/21y6/original/steam-logo-white.jpg | http://public2.intelligencebank.com/e2c56f829e1e5d82347c365bf31980f6/dd16d57eb273a6d3c825642511ca7744/CU-BDT-ASME36-42.jpg | N/A | N/A | https://vimeo.com/58153234 | https://vimeo.com/58153232 | N/A | N/A | http://prodrep.mrsteam.com/DocumentResources/d1f0ef4a-aa86-4f9f-b8e4-ceba8ace31f3.pdf | http://prodrep.mrsteam.com/DocumentResources/d1f0ef4a-aa86-4f9f-b8e4-ceba8ace31f3.pdf | http://prodrep.mrsteam.com/DocumentResources/0468ef5a-0b97-439b-8fad-c2c296d89e6f.pdf | N/A | N/A | UNITED STATES | http://prodrep.mrsteam.com/DocumentResources/2e933abd-df38-4315-be56-7fe09c30acec.pdf | 72 HOURS | N/A | http://prodrep.mrsteam.com/DocumentResources/121c0dce-945f-48c9-a009-da0fdb9964b5.pdf | N/A | NO | Metal | N/A | No | N/A | NO | NO | Yes | NO | NO | N/A | N/A | Wall-Mount | NO | 1; EA | NO | NO | NO | NO | PESTICIDE/AEROSOL: NO | CHEMICAL/SOLVENT: NO | Lead: No Mercury: No Silver: Yes, below Cadmium: No Chromium: No Barium: No Arsenic: No Selenium: No | PARCEL | 70 | N/A | N/A | N/A | N/A | N/A | N/A | N/A | N/A | N/A | N/A | N/A | N/A | NO | N/A | N/A | N/A | N/A | N/A | N/A | N/A | N/A | N/A | N/A | N/A | N/A | N/A | N/A | N/A | N/A | N/A | N/A | N/A | N/A | N/A | N/A | N/A | NO | NO | NO | 2017-06-24 | Mr. Steam Price Book 2017
CU-EUCALYPTUS | COMMERCIAL CU | COMMERCIAL OIL | ACTIVE | Commercial Eucalyptus Essential Oil | 767931901164 | 00767931901164 | N/A | AromaSteam Oils, 1GL. (128 oz.) for AromaSteam System only. EUCALYPTUS | 175 | 122.5 | 2019-04-15 | Yes | 9 | 12 | 7 | 7 | 12 x 7 x 7 | 10 | 12 | 12 | 12 | 12 x 12 x 12 | A deeply refreshing aroma with cleansing effects, eucalyptus may help open air passageways | Infuse your steam with AromaSteam bottles | Specially formulated & packaged for use with the AromaSteam system | 1 gallon bottle | [7 empty] | N/A | N/A | N/A | N/A | NO | N/A | N/A | N/A | 128 FL. OZ | Eucalyptus | https://cdn.intelligencebank.com/us/share/B3R/KeX0/21y6/original/steam-logo-white.jpg | http://public2.intelligencebank.com/e2c56f829e1e5d82347c365bf31980f6/0c5ad74c0d2f818b71ea4a36c5d81a73/CU-EUCALYPTUS.jpg | N/A | N/A | https://vimeo.com/58153234 | https://vimeo.com/58153232 | N/A | N/A | http://prodrep.mrsteam.com/DocumentResources/d1f0ef4a-aa86-4f9f-b8e4-ceba8ace31f3.pdf | http://prodrep.mrsteam.com/DocumentResources/d1f0ef4a-aa86-4f9f-b8e4-ceba8ace31f3.pdf | http://prodrep.mrsteam.com/DocumentResources/0468ef5a-0b97-439b-8fad-c2c296d89e6f.pdf | N/A | N/A | UNITED STATES | http://prodrep.mrsteam.com/DocumentResources/2e933abd-df38-4315-be56-7fe09c30acec.pdf | 72 HOURS | N/A | N/A | http://prodrep.mrsteam.com/DocumentResources/dbf9b371-c64f-4b20-88ef-04c596ef0735.pdf | NO | Oil | N/A | No | N/A | NO | NO | NO | NO | NO | N/A | N/A | Wall-Mount | NO | 1; EA | NO | NO | NO | NO | PESTICIDE/AEROSOL: NO | CHEMICAL/SOLVENT: NO | Lead: No Mercury: No Silver: No Cadmium: No Chromium: No Barium: No Arsenic: No Selenium: No | PARCEL | 70 | N/A | N/A | N/A | N/A | N/A | N/A | N/A | N/A | N/A | N/A | N/A | N/A | YES | N/A | N/A | N/A | N/A | N/A | N/A | N/A | N/A | N/A | N/A | N/A | N/A | N/A | N/A | N/A | N/A | N/A | N/A | N/A | N/A | N/A | N/A | N/A | NO | NO | NO | 2017-06-24 | Mr. Steam Price Book 2017
CU-LAVENDER | COMMERCIAL CU | COMMERCIAL OIL | ACTIVE | Commercial Lavender Essential Oil | 767931901171 | 00767931901171 | N/A | AromaSteam Oils, 1GL. (128 oz.) for AromaSteam System only. LAVENDER | 175 | 122.5 | 2019-04-15 | Yes | 9 | 12 | 7 | 7 | 12 x 7 x 7 | 10 | 12 | 12 | 12 | 12 x 12 x 12 | A sweet, lightly floral scent, lavender may help soothe anxiety with its calming and restorative properties | Infuse your steam with AromaSteam bottles | Specially formulated & packaged for use with the AromaSteam system | 1 gallon bottle | [7 empty] | N/A | N/A | N/A | N/A | NO | N/A | N/A | N/A | 128 FL. OZ | Lavender | https://cdn.intelligencebank.com/us/share/B3R/KeX0/21y6/original/steam-logo-white.jpg | http://public2.intelligencebank.com/e2c56f829e1e5d82347c365bf31980f6/98df90217e2ad26ba5b5c820edff51d2/CU-LAVENDER.jpg | N/A | N/A | https://vimeo.com/58153234 | https://vimeo.com/58153232 | N/A | N/A | http://prodrep.mrsteam.com/DocumentResources/d1f0ef4a-aa86-4f9f-b8e4-ceba8ace31f3.pdf | http://prodrep.mrsteam.com/DocumentResources/d1f0ef4a-aa86-4f9f-b8e4-ceba8ace31f3.pdf | http://prodrep.mrsteam.com/DocumentResources/0468ef5a-0b97-439b-8fad-c2c296d89e6f.pdf | N/A | N/A | UNITED STATES | http://prodrep.mrsteam.com/DocumentResources/2e933abd-df38-4315-be56-7fe09c30acec.pdf | 72 HOURS | N/A | N/A | http://prodrep.mrsteam.com/DocumentResources/dbf9b371-c64f-4b20-88ef-04c596ef0735.pdf | NO | Oil | N/A | No | N/A | NO | NO | NO | NO | NO | N/A | N/A | Wall-Mount | NO | 1; EA | NO | NO | NO | NO | PESTICIDE/AEROSOL: NO | CHEMICAL/SOLVENT: NO | Lead: No Mercury: No Silver: No Cadmium: No Chromium: No Barium: No Arsenic: No Selenium: No | PARCEL | 70 | N/A | N/A | N/A | N/A | N/A | N/A | N/A | N/A | N/A | N/A | N/A | N/A | YES | N/A | N/A | N/A | N/A | N/A | N/A | N/A | N/A | N/A | N/A | N/A | N/A | N/A | N/A | N/A | N/A | N/A | N/A | N/A | N/A | N/A | N/A | N/A | NO | NO | NO | 2017-06-24 | Mr. Steam Price Book 2017
CU-STEAMSTOP | COMMERCIAL CU | COMMERCIAL ACCESSORY | ACTIVE | CU Steam Stop® Emergency Stop Switch | 767931701184 | 00767931701184 | N/A | CU Steam Stop® Emergency Stop Switch, electronically shut down the steam generator, multiple Steam Stop switches can be used with one steam generator, water-resistant, IP-69K rating suitable for use inside or outside the steam room | 435 | 304.5 | 2019-04-15 | Yes | 1 | 4.25 | 2.875 | 2.875 | 4.25 x 2.875 x 2.875 | 3 | 10 | 7 | 4 | 10 x 7 x 4 | Steam and saftey go hand-in-hand with MrSteam CU SteamStop. Commercial steam showers are available with our emergency stop switch to electronically shut down the steam generator at the push of a button. | Multiple Steam Stop switches can be used with one steam generator | Water-resistant, IP-69K rating suitable for use inside or outside the steam room | Accepts ¼” & ½” NPT; M16 & M20; and PG 13.5 & PG 16 conduit and fittings | [7 empty] | N/A | N/A | N/A | N/A | NO | N/A | CU Commercial Generators | N/A | N/A | N/A | https://cdn.intelligencebank.com/us/share/B3R/KeX0/21y6/original/steam-logo-white.jpg | http://public2.intelligencebank.com/e2c56f829e1e5d82347c365bf31980f6/643983b6ee401f69098ef14a19f8bfcb/CU-STEAMSTOP.jpg | N/A | N/A | https://vimeo.com/58153234 | https://vimeo.com/58153232 | N/A | N/A | http://prodrep.mrsteam.com/DocumentResources/d1f0ef4a-aa86-4f9f-b8e4-ceba8ace31f3.pdf | http://prodrep.mrsteam.com/DocumentResources/d1f0ef4a-aa86-4f9f-b8e4-ceba8ace31f3.pdf | http://prodrep.mrsteam.com/DocumentResources/0468ef5a-0b97-439b-8fad-c2c296d89e6f.pdf | N/A | N/A | UNITED STATES | http://prodrep.mrsteam.com/DocumentResources/2e933abd-df38-4315-be56-7fe09c30acec.pdf | 72 HOURS | N/A | http://prodrep.mrsteam.com/DocumentResources/c5410afb-14ef-4b04-9ee8-d5e6216eeb9f.pdf | http://prodrep.mrsteam.com/DocumentResources/3bb704b3-baf4-451c-ac93-20c3f45e1f2a.pdf | NO | Plastic | N/A | No | N/A | YES | NO | Yes | NO | NO | N/A | N/A | Wall-Mount | NO | 1; EA | NO | NO | NO | NO | PESTICIDE/AEROSOL: NO | CHEMICAL/SOLVENT: NO | Lead: No Mercury: No Silver: Yes, below Cadmium: No Chromium: No Barium: No Arsenic: No Selenium: No | PARCEL | 70 | N/A | N/A | N/A | N/A | N/A | N/A | N/A | N/A | N/A | N/A | N/A | N/A | NO | N/A | N/A | N/A | N/A | N/A | N/A | N/A | N/A | N/A | N/A | N/A | N/A | N/A | N/A | N/A | N/A | N/A | N/A | N/A | N/A | N/A | N/A | N/A | NO | NO | NO | 2017-06-24 | Mr. Steam Price Book 2017
104327B | COMMERCIAL CU | COMMERCIAL ACCESSORY | PENDING | Commercial Mechanical Timer with Steam Vent | 767931917240 | 00767931917240 | N/A | Commercial Mechanical Timer, 30-minute mechanical timer, only for installation outside the steam room, 120V operation, works in conjunction with Digital 1 Control Package | 375 | 262.5 | 2019-04-15 | Yes | 4 | 7 | 10 | 4 | 7 x 10 x 4 | 4 | 7 | 10 | 4 | 7 x 10 x 4 | MrSteam adjustable mechanical timer allows guests or staff to set the steam session time for up to 30 minutes | Easy-to-use, reliable for safely timing steamroom sessions | Timer should only be installed outside the steam room | US and Canada UL listed | A steam vent is included with timer. | [6 empty] | N/A | N/A | N/A | N/A | NO | N/A | CU Commercial Generators | N/A | N/A | N/A | https://cdn.intelligencebank.com/us/share/B3R/KeX0/21y6/original/steam-logo-white.jpg | http://public2.intelligencebank.com/e2c56f829e1e5d82347c365bf31980f6/374641457aecfebb0e82a6a7b5944bf7/CU-99216B.jpg | N/A | N/A | https://vimeo.com/58153234 | https://vimeo.com/58153232 | N/A | N/A | http://prodrep.mrsteam.com/DocumentResources/d1f0ef4a-aa86-4f9f-b8e4-ceba8ace31f3.pdf | http://prodrep.mrsteam.com/DocumentResources/d1f0ef4a-aa86-4f9f-b8e4-ceba8ace31f3.pdf | http://prodrep.mrsteam.com/DocumentResources/0468ef5a-0b97-439b-8fad-c2c296d89e6f.pdf | N/A | N/A | UNITED STATES | http://prodrep.mrsteam.com/DocumentResources/2e933abd-df38-4315-be56-7fe09c30acec.pdf | 72 HOURS | N/A |  |  | NO | Plastic | cULus Listed | No | N/A | NO | NO | Yes | NO | NO | N/A | N/A | Wall-Mount | NO | 1; EA | NO | NO | NO | NO | PESTICIDE/AEROSOL: NO | CHEMICAL/SOLVENT: NO | Lead: No Mercury: No Silver: Yes, below Cadmium: No Chromium: No Barium: No Arsenic: No Selenium: No | PARCEL | 70 | N/A | N/A | N/A | N/A | N/A | N/A | N/A | N/A | N/A | N/A | N/A | N/A | NO | N/A | N/A | N/A | N/A | N/A | N/A | N/A | N/A | N/A | N/A | N/A | N/A | N/A | N/A | N/A | N/A | N/A | N/A | N/A | N/A | N/A | N/A | N/A | NO | NO | NO | 2019-04-15 | Mr. Steam Price Book 2019
104327DIG | COMMERCIAL CU | COMMERCIAL ACCESSORY | PENDING | Commercial Digital Timer with Steam Vent | 767931917257 | 00767931917257 | N/A | 30-minute digital timer, only for use outside the steam room, 30-minute digital countdown operation, 120V operation, works in conjunction with Digital 1 Control Package | 570 | 399 | 2019-04-15 | Yes | 4 | 7 | 10 | 4 | 7 x 10 x 4 | 4 | 7 | 10 | 4 | 7 x 10 x 4 | MrSteam 30-minute Digital Timer provides guests in your steam room with accurate, easy-to-use timers so that they can time their steam sessions up to 30 minutes. | Easy-to-use, reliable for safely timing steamroom sessions | Timer should only be installed outside the steam room | US and Canada UL listed | A steam vent is included with timer. | [6 empty] | N/A | N/A | N/A | N/A | NO | N/A | CU Commercial Generators | N/A | N/A | N/A | https://cdn.intelligencebank.com/us/share/B3R/KeX0/21y6/original/steam-logo-white.jpg | http://public2.intelligencebank.com/e2c56f829e1e5d82347c365bf31980f6/a1fac7edf356ed4ea3792dede4e1b679/CU-99216DIG.jpg | N/A | N/A | https://vimeo.com/58153234 | https://vimeo.com/58153232 | N/A | N/A | http://prodrep.mrsteam.com/DocumentResources/d1f0ef4a-aa86-4f9f-b8e4-ceba8ace31f3.pdf | http://prodrep.mrsteam.com/DocumentResources/d1f0ef4a-aa86-4f9f-b8e4-ceba8ace31f3.pdf | http://prodrep.mrsteam.com/DocumentResources/0468ef5a-0b97-439b-8fad-c2c296d89e6f.pdf | N/A | N/A | UNITED STATES | http://prodrep.mrsteam.com/DocumentResources/2e933abd-df38-4315-be56-7fe09c30acec.pdf | 72 HOURS | N/A | http://prodrep.mrsteam.com/DocumentResources/3a50e066-5060-453d-8faa-a35802758eee.pdf | http://prodrep.mrsteam.com/DocumentResources/d8d6cee0-8f7c-4346-9da8-6ef7f28209fb.pdf | NO | Plastic | cULus Listed | No | N/A | YES | NO | Yes | NO | NO | N/A | N/A | Wall-Mount | NO | 1; EA | NO | NO | NO | NO | PESTICIDE/AEROSOL: NO | CHEMICAL/SOLVENT: NO | Lead: No Mercury: No Silver: Yes, below Cadmium: No Chromium: No Barium: No Arsenic: No Selenium: No | PARCEL | 70 | N/A | N/A | N/A | N/A | N/A | N/A | N/A | N/A | N/A | N/A | N/A | N/A | NO | N/A | N/A | N/A | N/A | N/A | N/A | N/A | N/A | N/A | N/A | N/A | N/A | N/A | N/A | N/A | N/A | N/A | N/A | N/A | N/A | N/A | N/A | N/A | NO | NO | NO | 2019-04-15 | Mr. Steam Price Book 2019
CU-HTC | COMMERCIAL CU | COMMERCIAL CONTROL | PENDING | Commercial High Temperature Limit Control | 767931914522 | 00767931914522 | N/A | High limit temperature control for commercial steam generators | 575 | 402.5 | 2019-04-15 | Yes | 3 | 5.83 | 5.83 | 5.5 | 5.83 x 5.83 x 5.5 | 3 | 9 | 10 | 5 | 9 x 10 x 5 | Efficient, Consistent Spa Temperature Control. The CU High Limit Control is designed and packaged to provide spa operators with the ability to select the steam room operating temperature within tight tolerances and features a high temperature shutoff. The Commercial CU Digital 1 Control Package conveniently combines three main components needed to provide steam with a CU Generator. | Emergency stop switch to electronically shut down the steam generator | multiple steam stop switches can be used with one control | Water resistant IP-69K rating | Suitable for use inside or outside the steam room | For use with CU360-CU1400 generators | [5 empty] | N/A | N/A | N/A | N/A | NO | N/A | CU360-CU1400 | N/A | N/A | N/A | https://cdn.intelligencebank.com/us/share/B3R/KeX0/21y6/original/steam-logo-white.jpg | https://cdn.intelligencebank.com/us/share/B3R/aLd7/Ow7v/original/CU-HTC.jpg | N/A | N/A | https://vimeo.com/58153234 | https://vimeo.com/58153232 | N/A | N/A | http://prodrep.mrsteam.com/DocumentResources/d1f0ef4a-aa86-4f9f-b8e4-ceba8ace31f3.pdf | http://prodrep.mrsteam.com/DocumentResources/d1f0ef4a-aa86-4f9f-b8e4-ceba8ace31f3.pdf | http://prodrep.mrsteam.com/DocumentResources/0468ef5a-0b97-439b-8fad-c2c296d89e6f.pdf | N/A | N/A | UNITED STATES | http://prodrep.mrsteam.com/DocumentResources/2e933abd-df38-4315-be56-7fe09c30acec.pdf | 72 HOURS | N/A | http://prodrep.mrsteam.com/DocumentResources/5322cfb3-d1ff-4cf3-a1ab-984794ca10ec.pdf | http://prodrep.mrsteam.com/DocumentResources/0afbf502-24e1-4059-b34d-710930ba35b1.pdf | NO | Plastic; Metal | N/A | No | N/A | YES | NO | Yes | YES | YES | N/A | N/A | Wall-Mount | NO | 1; EA | NO | NO | NO | NO | PESTICIDE/AEROSOL: NO | CHEMICAL/SOLVENT: NO | Lead: No Mercury: No Silver: Yes, below Cadmium: No Chromium: No Barium: No Arsenic: No Selenium: No | PARCEL | 70 | N/A | N/A | N/A | N/A | N/A | N/A | N/A | N/A | N/A | N/A | N/A | N/A | NO | N/A | N/A | N/A | N/A | N/A | N/A | N/A | N/A | N/A | N/A | N/A | N/A | N/A | N/A | N/A | N/A | N/A | N/A | N/A | N/A | N/A | N/A | N/A | NO | NO | NO | 2019-04-15 | Mr. Steam Price Book 2019
C0360C1A211 | COMMERCIAL CU | COMMERCIAL GENERATOR PACKAGE | PENDING | CU 1 Generator Package 9kW 240V/1PH with Digital 1 Control Package |  |  | N/A | C0360C1 CU 1 Generator Package includes (1) 9KW 240V/1PH Steam Generator (1) Digital 1 Control, (1) CU SteamHead, (1) Steam Solenoid, (1) Automatic Blowdown Valve. | 8400 | 5880 | 2019-04-15 | Yes | 200 | 36 | 26 | 43 | 36 x 26 x 43 | 200 | 36 | 26 | 43 | 36 x 26 x 43 | The CU 1 Generator Packages now include a CU Generator, Digital 1 Control, CU SteamHead, Steam Solenoid, Automatic Blowdown System with Digital Timer, and Auxiliary Manual Reset making it easy to specify and order. | 9KW 240V/Single Phase Generator | Digital 1 Temperature Control | ASME and National Board Registered Pressure Vessel | Long-Life Stainless Steel Heating Elements | Stainless Steel Jacket | SteamOnDemand Maintains Pre-Selected temperature Instantly | Automatic Blowdown Valve for Programed Daily Discharge of Accumulated Sediment | Automatic Blowdown Timer Provides 24-hour/7-Day Automatic Startup/Shutdown and Autoflush Operation | cUL listed |  | 9 | 9000 | 240 | 38 | NO |  | N/A | N/A | N/A | N/A | https://cdn.intelligencebank.com/us/share/B3R/KeX0/21y6/original/steam-logo-white.jpg | https://cdn.intelligencebank.com/us/share/B3R/Kdl0/O2M1/original/C0360-C1400.jpg | N/A | N/A | https://vimeo.com/58153234 | https://vimeo.com/58153232 | N/A | N/A | http://prodrep.mrsteam.com/DocumentResources/d1f0ef4a-aa86-4f9f-b8e4-ceba8ace31f3.pdf | http://prodrep.mrsteam.com/DocumentResources/d1f0ef4a-aa86-4f9f-b8e4-ceba8ace31f3.pdf | http://prodrep.mrsteam.com/DocumentResources/0468ef5a-0b97-439b-8fad-c2c296d89e6f.pdf | N/A | N/A | UNITED STATES | http://prodrep.mrsteam.com/DocumentResources/2e933abd-df38-4315-be56-7fe09c30acec.pdf | 72 HOURS | N/A |  |  | NO | Metal | UL Listed; cUL Listed | Yes | N/A | Yes | NO | Yes | YES | YES | 60 | 120 | Wall-Mount or Floor-Mount | NO | 1; EA | NO | NO | NO | NO | PESTICIDE/AEROSOL: NO | CHEMICAL/SOLVENT: NO | Lead: No Mercury: No Silver: Yes, below Cadmium: No Chromium: No Barium: No Arsenic: No Selenium: No | PARCEL | 70 | N/A | N/A | RIGHT | 1 NPT | 1 NPT & 1/4 NPT | 0 PSI | NPT | N/A | ELECTRIC | Up To 360 CU. FT. |  |  | NO | N/A | N/A | N/A | N/A | N/A | N/A | N/A | N/A | N/A | N/A | N/A | N/A | N/A | N/A | N/A | N/A | N/A | N/A | N/A | N/A | N/A | N/A | N/A | NO |  | NO | 2019-04-15 | Mr. Steam Price Book 2019
C0360C3A211 | COMMERCIAL CU | COMMERCIAL GENERATOR PACKAGE | PENDING | CU 1 Generator Package 9kW 240V/3PH with Digital 1 Control Package |  |  | N/A | C0360C3 CU 1 Generator Package includes (1) 9KW 240V/3PH Steam Generator (1) Digital 1 Control, (1) CU SteamHead, (1) Steam Solenoid, (1) Automatic Blowdown Valve. | 8600 | 6020 | 2019-04-15 | Yes | 200 | 36 | 26 | 43 | 36 x 26 x 43 | 200 | 36 | 26 | 43 | 36 x 26 x 43 | The CU 1 Generator Packages now include a CU Generator, Digital 1 Control, CU SteamHead, Steam Solenoid, Automatic Blowdown System with Digital Timer, and Auxiliary Manual Reset making it easy to specify and order. | 9KW 240V/3-Phase Generator | Digital 1 Temperature Control | ASME and National Board Registered Pressure Vessel | Long-Life Stainless Steel Heating Elements | Stainless Steel Jacket | SteamOnDemand Maintains Pre-Selected temperature Instantly | Automatic Blowdown Valve for Programed Daily Discharge of Accumulated Sediment | Automatic Blowdown Timer Provides 24-hour/7-Day Automatic Startup/Shutdown and Autoflush Operation | cUL listed |  | 9 | 9000 | 240 | 22 | YES |  | N/A | N/A | N/A | N/A | https://cdn.intelligencebank.com/us/share/B3R/KeX0/21y6/original/steam-logo-white.jpg | https://cdn.intelligencebank.com/us/share/B3R/Kdl0/O2M1/original/C0360-C1400.jpg | N/A | N/A | https://vimeo.com/58153234 | https://vimeo.com/58153232 | N/A | N/A | http://prodrep.mrsteam.com/DocumentResources/d1f0ef4a-aa86-4f9f-b8e4-ceba8ace31f3.pdf | http://prodrep.mrsteam.com/DocumentResources/d1f0ef4a-aa86-4f9f-b8e4-ceba8ace31f3.pdf | http://prodrep.mrsteam.com/DocumentResources/0468ef5a-0b97-439b-8fad-c2c296d89e6f.pdf | N/A | N/A | UNITED STATES | http://prodrep.mrsteam.com/DocumentResources/2e933abd-df38-4315-be56-7fe09c30acec.pdf | 72 HOURS | N/A |  |  | NO | Metal | UL Listed; cUL Listed | Yes | N/A | Yes | NO | Yes | YES | YES | 60 | 120 | Wall-Mount or Floor-Mount | NO | 1; EA | NO | NO | NO | NO | PESTICIDE/AEROSOL: NO | CHEMICAL/SOLVENT: NO | Lead: No Mercury: No Silver: Yes, below Cadmium: No Chromium: No Barium: No Arsenic: No Selenium: No | PARCEL | 70 | N/A | N/A | RIGHT | 1 NPT | 1 NPT & 1/4 NPT | 0 PSI | NPT | N/A | ELECTRIC | Up To 360 CU. FT. |  |  | NO | N/A | N/A | N/A | N/A | N/A | N/A | N/A | N/A | N/A | N/A | N/A | N/A | N/A | N/A | N/A | N/A | N/A | N/A | N/A | N/A | N/A | N/A | N/A | NO |  | NO | 2019-04-15 | Mr. Steam Price Book 2019
C0500C1A211 | COMMERCIAL CU | COMMERCIAL GENERATOR PACKAGE | PENDING | CU 1 Generator Package 12kW 240V/1PH with Digital 1 Control Package |  |  | N/A | C0500C1 CU 1 Generator Package includes (1) 12KW 240V/1PH Steam Generator (1) Digital 1 Control, (1) CU SteamHead, (1) Steam Solenoid, (1) Automatic Blowdown Valve. | 9100 | 6370 | 2019-04-15 | Yes | 200 | 36 | 26 | 43 | 36 x 26 x 43 | 200 | 36 | 26 | 43 | 36 x 26 x 43 | The CU 1 Generator Packages now include a CU Generator, Digital 1 Control, CU SteamHead, Steam Solenoid, Automatic Blowdown System with Digital Timer, and Auxiliary Manual Reset making it easy to specify and order. | 12KW 240V/Single Phase Generator | Digital 1 Temperature Control | ASME and National Board Registered Pressure Vessel | Long-Life Stainless Steel Heating Elements | Stainless Steel Jacket | SteamOnDemand Maintains Pre-Selected temperature Instantly | Automatic Blowdown Valve for Programed Daily Discharge of Accumulated Sediment | Automatic Blowdown Timer Provides 24-hour/7-Day Automatic Startup/Shutdown and Autoflush Operation | cUL listed |  | 12 | 12000 | 240 | 50 | NO |  | N/A | N/A | N/A | N/A | https://cdn.intelligencebank.com/us/share/B3R/KeX0/21y6/original/steam-logo-white.jpg | https://cdn.intelligencebank.com/us/share/B3R/Kdl0/O2M1/original/C0360-C1400.jpg | N/A | N/A | https://vimeo.com/58153234 | https://vimeo.com/58153232 | N/A | N/A | http://prodrep.mrsteam.com/DocumentResources/d1f0ef4a-aa86-4f9f-b8e4-ceba8ace31f3.pdf | http://prodrep.mrsteam.com/DocumentResources/d1f0ef4a-aa86-4f9f-b8e4-ceba8ace31f3.pdf | http://prodrep.mrsteam.com/DocumentResources/0468ef5a-0b97-439b-8fad-c2c296d89e6f.pdf | N/A | N/A | UNITED STATES | http://prodrep.mrsteam.com/DocumentResources/2e933abd-df38-4315-be56-7fe09c30acec.pdf | 72 HOURS | N/A |  |  | NO | Metal | UL Listed; cUL Listed | Yes | N/A | Yes | NO | Yes | YES | YES | 60 | 120 | Wall-Mount or Floor-Mount | NO | 1; EA | NO | NO | NO | NO | PESTICIDE/AEROSOL: NO | CHEMICAL/SOLVENT: NO | Lead: No Mercury: No Silver: Yes, below Cadmium: No Chromium: No Barium: No Arsenic: No Selenium: No | PARCEL | 70 | N/A | N/A | RIGHT | 1 NPT | 1 NPT & 1/4 NPT | 0 PSI | NPT | N/A | ELECTRIC | 361 - 500 CU. FT. |  |  | NO | N/A | N/A | N/A | N/A | N/A | N/A | N/A | N/A | N/A | N/A | N/A | N/A | N/A | N/A | N/A | N/A | N/A | N/A | N/A | N/A | N/A | N/A | N/A | NO |  | NO | 2019-04-15 | Mr. Steam Price Book 2019
C0500C3A211 | COMMERCIAL CU | COMMERCIAL GENERATOR PACKAGE | PENDING | CU 1 Generator Package 12kW 240V/3PH with Digital 1 Control Package |  |  | N/A | C0500C3 CU 1 Generator Package includes (1) 12KW 240V/3PH Steam Generator (1) Digital 1 Control, (1) CU SteamHead, (1) Steam Solenoid, (1) Automatic Blowdown Valve. | 9300 | 6510 | 2019-04-15 | Yes | 200 | 36 | 26 | 43 | 36 x 26 x 43 | 200 | 36 | 26 | 43 | 36 x 26 x 43 | The CU 1 Generator Packages now include a CU Generator, Digital 1 Control, CU SteamHead, Steam Solenoid, Automatic Blowdown System with Digital Timer, and Auxiliary Manual Reset making it easy to specify and order. | 12KW 240V/3-Phase Generator | Digital 1 Temperature Control | ASME and National Board Registered Pressure Vessel | Long-Life Stainless Steel Heating Elements | Stainless Steel Jacket | SteamOnDemand Maintains Pre-Selected temperature Instantly | Automatic Blowdown Valve for Programed Daily Discharge of Accumulated Sediment | Automatic Blowdown Timer Provides 24-hour/7-Day Automatic Startup/Shutdown and Autoflush Operation | cUL listed |  | 12 | 12000 | 240 | 29 | YES |  | N/A | N/A | N/A | N/A | https://cdn.intelligencebank.com/us/share/B3R/KeX0/21y6/original/steam-logo-white.jpg | https://cdn.intelligencebank.com/us/share/B3R/Kdl0/O2M1/original/C0360-C1400.jpg | N/A | N/A | https://vimeo.com/58153234 | https://vimeo.com/58153232 | N/A | N/A | http://prodrep.mrsteam.com/DocumentResources/d1f0ef4a-aa86-4f9f-b8e4-ceba8ace31f3.pdf | http://prodrep.mrsteam.com/DocumentResources/d1f0ef4a-aa86-4f9f-b8e4-ceba8ace31f3.pdf | http://prodrep.mrsteam.com/DocumentResources/0468ef5a-0b97-439b-8fad-c2c296d89e6f.pdf | N/A | N/A | UNITED STATES | http://prodrep.mrsteam.com/DocumentResources/2e933abd-df38-4315-be56-7fe09c30acec.pdf | 72 HOURS | N/A |  |  | NO | Metal | UL Listed; cUL Listed | Yes | N/A | Yes | NO | Yes | YES | YES | 60 | 120 | Wall-Mount or Floor-Mount | NO | 1; EA | NO | NO | NO | NO | PESTICIDE/AEROSOL: NO | CHEMICAL/SOLVENT: NO | Lead: No Mercury: No Silver: Yes, below Cadmium: No Chromium: No Barium: No Arsenic: No Selenium: No | PARCEL | 70 | N/A | N/A | RIGHT | 1 NPT | 1 NPT & 1/4 NPT | 0 PSI | NPT | N/A | ELECTRIC | 361 - 500 CU. FT. |  |  | NO | N/A | N/A | N/A | N/A | N/A | N/A | N/A | N/A | N/A | N/A | N/A | N/A | N/A | N/A | N/A | N/A | N/A | N/A | N/A | N/A | N/A | N/A | N/A | NO |  | NO | 2019-04-15 | Mr. Steam Price Book 2019
C0750C1A211 | COMMERCIAL CU | COMMERCIAL GENERATOR PACKAGE | PENDING | CU 1 Generator Package 18kW 240V/1PH with Digital 1 Control Package |  |  | N/A | C0750C1 CU 1 Generator Package includes (1) 18KW 240V/1PH Steam Generator (1) Digital 1 Control, (1) CU SteamHead, (1) Steam Solenoid, (1) Automatic Blowdown Valve. | 9500 | 6650 | 2019-04-15 | Yes | 200 | 36 | 26 | 43 | 36 x 26 x 43 | 200 | 36 | 26 | 43 | 36 x 26 x 43 | The CU 1 Generator Packages now include a CU Generator, Digital 1 Control, CU SteamHead, Steam Solenoid, Automatic Blowdown System with Digital Timer, and Auxiliary Manual Reset making it easy to specify and order. | 18KW 240V/Single Phase Generator | Digital 1 Temperature Control | ASME and National Board Registered Pressure Vessel | Long-Life Stainless Steel Heating Elements | Stainless Steel Jacket | SteamOnDemand Maintains Pre-Selected temperature Instantly | Automatic Blowdown Valve for Programed Daily Discharge of Accumulated Sediment | Automatic Blowdown Timer Provides 24-hour/7-Day Automatic Startup/Shutdown and Autoflush Operation | cUL listed |  | 18 | 18000 | 240 | 75 | NO |  | N/A | N/A | N/A | N/A | https://cdn.intelligencebank.com/us/share/B3R/KeX0/21y6/original/steam-logo-white.jpg | https://cdn.intelligencebank.com/us/share/B3R/Kdl0/O2M1/original/C0360-C1400.jpg | N/A | N/A | https://vimeo.com/58153234 | https://vimeo.com/58153232 | N/A | N/A | http://prodrep.mrsteam.com/DocumentResources/d1f0ef4a-aa86-4f9f-b8e4-ceba8ace31f3.pdf | http://prodrep.mrsteam.com/DocumentResources/d1f0ef4a-aa86-4f9f-b8e4-ceba8ace31f3.pdf | http://prodrep.mrsteam.com/DocumentResources/0468ef5a-0b97-439b-8fad-c2c296d89e6f.pdf | N/A | N/A | UNITED STATES | http://prodrep.mrsteam.com/DocumentResources/2e933abd-df38-4315-be56-7fe09c30acec.pdf | 72 HOURS | N/A |  |  | NO | Metal | UL Listed; cUL Listed | Yes | N/A | Yes | NO | Yes | YES | YES | 60 | 120 | Wall-Mount or Floor-Mount | NO | 1; EA | NO | NO | NO | NO | PESTICIDE/AEROSOL: NO | CHEMICAL/SOLVENT: NO | Lead: No Mercury: No Silver: Yes, below Cadmium: No Chromium: No Barium: No Arsenic: No Selenium: No | PARCEL | 70 | N/A | N/A | RIGHT | 1 NPT | 1 NPT & 1/4 NPT | 0 PSI | NPT | N/A | ELECTRIC | 501 - 750 CU. FT. |  |  | NO | N/A | N/A | N/A | N/A | N/A | N/A | N/A | N/A | N/A | N/A | N/A | N/A | N/A | N/A | N/A | N/A | N/A | N/A | N/A | N/A | N/A | N/A | N/A | NO |  | NO | 2019-04-15 | Mr. Steam Price Book 2019
C0750C3A211 | COMMERCIAL CU | COMMERCIAL GENERATOR PACKAGE | PENDING | CU 1 Generator Package 18kW 240V/3PH with Digital 1 Control Package |  |  | N/A | C0750C3 CU 1 Generator Package includes (1) 18KW 240V/3PH Steam Generator (1) Digital 1 Control, (1) CU SteamHead, (1) Steam Solenoid, (1) Automatic Blowdown Valve. | 9700 | 6790 | 2019-04-15 | Yes | 200 | 36 | 26 | 43 | 36 x 26 x 43 | 200 | 36 | 26 | 43 | 36 x 26 x 43 | The CU 1 Generator Packages now include a CU Generator, Digital 1 Control, CU SteamHead, Steam Solenoid, Automatic Blowdown System with Digital Timer, and Auxiliary Manual Reset making it easy to specify and order. | 18KW 240V/3-Phase Generator | Digital 1 Temperature Control | ASME and National Board Registered Pressure Vessel | Long-Life Stainless Steel Heating Elements | Stainless Steel Jacket | SteamOnDemand Maintains Pre-Selected temperature Instantly | Automatic Blowdown Valve for Programed Daily Discharge of Accumulated Sediment | Automatic Blowdown Timer Provides 24-hour/7-Day Automatic Startup/Shutdown and Autoflush Operation | cUL listed |  | 18 | 18000 | 240 | 44 | YES |  | N/A | N/A | N/A | N/A | https://cdn.intelligencebank.com/us/share/B3R/KeX0/21y6/original/steam-logo-white.jpg | https://cdn.intelligencebank.com/us/share/B3R/Kdl0/O2M1/original/C0360-C1400.jpg | N/A | N/A | https://vimeo.com/58153234 | https://vimeo.com/58153232 | N/A | N/A | http://prodrep.mrsteam.com/DocumentResources/d1f0ef4a-aa86-4f9f-b8e4-ceba8ace31f3.pdf | http://prodrep.mrsteam.com/DocumentResources/d1f0ef4a-aa86-4f9f-b8e4-ceba8ace31f3.pdf | http://prodrep.mrsteam.com/DocumentResources/0468ef5a-0b97-439b-8fad-c2c296d89e6f.pdf | N/A | N/A | UNITED STATES | http://prodrep.mrsteam.com/DocumentResources/2e933abd-df38-4315-be56-7fe09c30acec.pdf | 72 HOURS | N/A |  |  | NO | Metal | UL Listed; cUL Listed | Yes | N/A | Yes | NO | Yes | YES | YES | 60 | 120 | Wall-Mount or Floor-Mount | NO | 1; EA | NO | NO | NO | NO | PESTICIDE/AEROSOL: NO | CHEMICAL/SOLVENT: NO | Lead: No Mercury: No Silver: Yes, below Cadmium: No Chromium: No Barium: No Arsenic: No Selenium: No | PARCEL | 70 | N/A | N/A | RIGHT | 1 NPT | 1 NPT & 1/4 NPT | 0 PSI | NPT | N/A | ELECTRIC | 501 - 750 CU. FT. |  |  | NO | N/A | N/A | N/A | N/A | N/A | N/A | N/A | N/A | N/A | N/A | N/A | N/A | N/A | N/A | N/A | N/A | N/A | N/A | N/A | N/A | N/A | N/A | N/A | NO |  | NO | 2019-04-15 | Mr. Steam Price Book 2019
C1000C1A211 | COMMERCIAL CU | COMMERCIAL GENERATOR PACKAGE | PENDING | CU 1 Generator Package 24kW 240V/1PH with Digital 1 Control Package |  |  | N/A | C1000C1 CU 1 Generator Package includes (1) 24KW 240V/1PH Steam Generator (1) Digital 1 Control, (1) CU SteamHead, (1) Steam Solenoid, (1) Automatic Blowdown Valve. | 11300 | 7910 | 2019-04-15 | Yes | 200 | 36 | 26 | 43 | 36 x 26 x 43 | 200 | 36 | 26 | 43 | 36 x 26 x 43 | The CU 1 Generator Packages now include a CU Generator, Digital 1 Control, CU SteamHead, Steam Solenoid, Automatic Blowdown System with Digital Timer, and Auxiliary Manual Reset making it easy to specify and order. | 24KW 240V/Single Phase Generator | Digital 1 Temperature Control | ASME and National Board Registered Pressure Vessel | Long-Life Stainless Steel Heating Elements | Stainless Steel Jacket | SteamOnDemand Maintains Pre-Selected temperature Instantly | Automatic Blowdown Valve for Programed Daily Discharge of Accumulated Sediment | Automatic Blowdown Timer Provides 24-hour/7-Day Automatic Startup/Shutdown and Autoflush Operation | cUL listed |  | 24 | 24000 | 240 | 100 | NO |  | N/A | N/A | N/A | N/A | https://cdn.intelligencebank.com/us/share/B3R/KeX0/21y6/original/steam-logo-white.jpg | https://cdn.intelligencebank.com/us/share/B3R/Kdl0/O2M1/original/C0360-C1400.jpg | N/A | N/A | https://vimeo.com/58153234 | https://vimeo.com/58153232 | N/A | N/A | http://prodrep.mrsteam.com/DocumentResources/d1f0ef4a-aa86-4f9f-b8e4-ceba8ace31f3.pdf | http://prodrep.mrsteam.com/DocumentResources/d1f0ef4a-aa86-4f9f-b8e4-ceba8ace31f3.pdf | http://prodrep.mrsteam.com/DocumentResources/0468ef5a-0b97-439b-8fad-c2c296d89e6f.pdf | N/A | N/A | UNITED STATES | http://prodrep.mrsteam.com/DocumentResources/2e933abd-df38-4315-be56-7fe09c30acec.pdf | 72 HOURS | N/A |  |  | NO | Metal | UL Listed; cUL Listed | Yes | N/A | Yes | NO | Yes | YES | YES | 60 | 120 | Wall-Mount or Floor-Mount | NO | 1; EA | NO | NO | NO | NO | PESTICIDE/AEROSOL: NO | CHEMICAL/SOLVENT: NO | Lead: No Mercury: No Silver: Yes, below Cadmium: No Chromium: No Barium: No Arsenic: No Selenium: No | PARCEL | 70 | N/A | N/A | RIGHT | 1 NPT | 1 NPT & 1/4 NPT | 0 PSI | NPT | N/A | ELECTRIC | 751 - 1000 CU. FT. |  |  | NO | N/A | N/A | N/A | N/A | N/A | N/A | N/A | N/A | N/A | N/A | N/A | N/A | N/A | N/A | N/A | N/A | N/A | N/A | N/A | N/A | N/A | N/A | N/A | NO |  | NO | 2019-04-15 | Mr. Steam Price Book 2019
C1000C3A211 | COMMERCIAL CU | COMMERCIAL GENERATOR PACKAGE | PENDING | CU 1 Generator Package 24kW 240V/3PH with Digital 1 Control Package |  |  | N/A | C1000C3 CU 1 Generator Package includes (1) 24KW 240V/3PH Steam Generator (1) Digital 1 Control, (1) CU SteamHead, (1) Steam Solenoid, (1) Automatic Blowdown Valve. | 11500 | 8050 | 2019-04-15 | Yes | 200 | 36 | 26 | 43 | 36 x 26 x 43 | 200 | 36 | 26 | 43 | 36 x 26 x 43 | The CU 1 Generator Packages now include a CU Generator, Digital 1 Control, CU SteamHead, Steam Solenoid, Automatic Blowdown System with Digital Timer, and Auxiliary Manual Reset making it easy to specify and order. | 24KW 240V/3-Phase Generator | Digital 1 Temperature Control | ASME and National Board Registered Pressure Vessel | Long-Life Stainless Steel Heating Elements | Stainless Steel Jacket | SteamOnDemand Maintains Pre-Selected temperature Instantly | Automatic Blowdown Valve for Programed Daily Discharge of Accumulated Sediment | Automatic Blowdown Timer Provides 24-hour/7-Day Automatic Startup/Shutdown and Autoflush Operation | cUL listed |  | 24 | 24000 | 240 | 58 | YES |  | N/A | N/A | N/A | N/A | https://cdn.intelligencebank.com/us/share/B3R/KeX0/21y6/original/steam-logo-white.jpg | https://cdn.intelligencebank.com/us/share/B3R/Kdl0/O2M1/original/C0360-C1400.jpg | N/A | N/A | https://vimeo.com/58153234 | https://vimeo.com/58153232 | N/A | N/A | http://prodrep.mrsteam.com/DocumentResources/d1f0ef4a-aa86-4f9f-b8e4-ceba8ace31f3.pdf | http://prodrep.mrsteam.com/DocumentResources/d1f0ef4a-aa86-4f9f-b8e4-ceba8ace31f3.pdf | http://prodrep.mrsteam.com/DocumentResources/0468ef5a-0b97-439b-8fad-c2c296d89e6f.pdf | N/A | N/A | UNITED STATES | http://prodrep.mrsteam.com/DocumentResources/2e933abd-df38-4315-be56-7fe09c30acec.pdf | 72 HOURS | N/A |  |  | NO | Metal | UL Listed; cUL Listed | Yes | N/A | Yes | NO | Yes | YES | YES | 60 | 120 | Wall-Mount or Floor-Mount | NO | 1; EA | NO | NO | NO | NO | PESTICIDE/AEROSOL: NO | CHEMICAL/SOLVENT: NO | Lead: No Mercury: No Silver: Yes, below Cadmium: No Chromium: No Barium: No Arsenic: No Selenium: No | PARCEL | 70 | N/A | N/A | RIGHT | 1 NPT | 1 NPT & 1/4 NPT | 0 PSI | NPT | N/A | ELECTRIC | 751 - 1000 CU. FT. |  |  | NO | N/A | N/A | N/A | N/A | N/A | N/A | N/A | N/A | N/A | N/A | N/A | N/A | N/A | N/A | N/A | N/A | N/A | N/A | N/A | N/A | N/A | N/A | N/A | NO |  | NO | 2019-04-15 | Mr. Steam Price Book 2019
C1250C3A211 | COMMERCIAL CU | COMMERCIAL GENERATOR PACKAGE | PENDING | CU 1 Generator Package 30kW 240V/3PH with Digital 1 Control Package |  |  | N/A | C1250C3 CU 1 Generator Package includes (1) 30KW 240V/3PH Steam Generator (1) Digital 1 Control, (1) CU SteamHead, (1) Steam Solenoid, (1) Automatic Blowdown Valve. | 11900 | 8330 | 2019-04-15 | Yes | 200 | 36 | 26 | 43 | 36 x 26 x 43 | 200 | 36 | 26 | 43 | 36 x 26 x 43 | The CU 1 Generator Packages now include a CU Generator, Digital 1 Control, CU SteamHead, Steam Solenoid, Automatic Blowdown System with Digital Timer, and Auxiliary Manual Reset making it easy to specify and order. | 30KW 240V/3-Phase Generator | Digital 1 Temperature Control | ASME and National Board Registered Pressure Vessel | Long-Life Stainless Steel Heating Elements | Stainless Steel Jacket | SteamOnDemand Maintains Pre-Selected temperature Instantly | Automatic Blowdown Valve for Programed Daily Discharge of Accumulated Sediment | Automatic Blowdown Timer Provides 24-hour/7-Day Automatic Startup/Shutdown and Autoflush Operation | cUL listed |  | 30 | 30000 | 240 | 73 | YES |  | N/A | N/A | N/A | N/A | https://cdn.intelligencebank.com/us/share/B3R/KeX0/21y6/original/steam-logo-white.jpg | https://cdn.intelligencebank.com/us/share/B3R/Kdl0/O2M1/original/C0360-C1400.jpg | N/A | N/A | https://vimeo.com/58153234 | https://vimeo.com/58153232 | N/A | N/A | http://prodrep.mrsteam.com/DocumentResources/d1f0ef4a-aa86-4f9f-b8e4-ceba8ace31f3.pdf | http://prodrep.mrsteam.com/DocumentResources/d1f0ef4a-aa86-4f9f-b8e4-ceba8ace31f3.pdf | http://prodrep.mrsteam.com/DocumentResources/0468ef5a-0b97-439b-8fad-c2c296d89e6f.pdf | N/A | N/A | UNITED STATES | http://prodrep.mrsteam.com/DocumentResources/2e933abd-df38-4315-be56-7fe09c30acec.pdf | 72 HOURS | N/A |  |  | NO | Metal | UL Listed; cUL Listed | Yes | N/A | Yes | NO | Yes | YES | YES | 60 | 120 | Wall-Mount or Floor-Mount | NO | 1; EA | NO | NO | NO | NO | PESTICIDE/AEROSOL: NO | CHEMICAL/SOLVENT: NO | Lead: No Mercury: No Silver: Yes, below Cadmium: No Chromium: No Barium: No Arsenic: No Selenium: No | PARCEL | 70 | N/A | N/A | RIGHT | 1 NPT | 1 NPT & 1/4 NPT | 0 PSI | NPT | N/A | ELECTRIC | 1001 - 1250 CU. FT. |  |  | NO | N/A | N/A | N/A | N/A | N/A | N/A | N/A | N/A | N/A | N/A | N/A | N/A | N/A | N/A | N/A | N/A | N/A | N/A | N/A | N/A | N/A | N/A | N/A | NO |  | NO | 2019-04-15 | Mr. Steam Price Book 2019
C1400C3A211 | COMMERCIAL CU | COMMERCIAL GENERATOR PACKAGE | PENDING | CU 1 Generator Package 36kW 240V/3PH with Digital 1 Control Package |  |  | N/A | C1400C3 CU 1 Generator Package includes (1) 36KW 240V/3PH Steam Generator (1) Digital 1 Control, (1) CU SteamHead, (1) Steam Solenoid, (1) Automatic Blowdown Valve. | 12000 | 8400 | 2019-04-15 | Yes | 200 | 36 | 26 | 43 | 36 x 26 x 43 | 200 | 36 | 26 | 43 | 36 x 26 x 43 | The CU 1 Generator Packages now include a CU Generator, Digital 1 Control, CU SteamHead, Steam Solenoid, Automatic Blowdown System with Digital Timer, and Auxiliary Manual Reset making it easy to specify and order. | 36KW 240V/3-Phase Generator | Digital 1 Temperature Control | ASME and National Board Registered Pressure Vessel | Long-Life Stainless Steel Heating Elements | Stainless Steel Jacket | SteamOnDemand Maintains Pre-Selected temperature Instantly | Automatic Blowdown Valve for Programed Daily Discharge of Accumulated Sediment | Automatic Blowdown Timer Provides 24-hour/7-Day Automatic Startup/Shutdown and Autoflush Operation | cUL listed |  | 36 | 36000 | 240 | 87 | YES |  | N/A | N/A | N/A | N/A | https://cdn.intelligencebank.com/us/share/B3R/KeX0/21y6/original/steam-logo-white.jpg | https://cdn.intelligencebank.com/us/share/B3R/Kdl0/O2M1/original/C0360-C1400.jpg | N/A | N/A | https://vimeo.com/58153234 | https://vimeo.com/58153232 | N/A | N/A | http://prodrep.mrsteam.com/DocumentResources/d1f0ef4a-aa86-4f9f-b8e4-ceba8ace31f3.pdf | http://prodrep.mrsteam.com/DocumentResources/d1f0ef4a-aa86-4f9f-b8e4-ceba8ace31f3.pdf | http://prodrep.mrsteam.com/DocumentResources/0468ef5a-0b97-439b-8fad-c2c296d89e6f.pdf | N/A | N/A | UNITED STATES | http://prodrep.mrsteam.com/DocumentResources/2e933abd-df38-4315-be56-7fe09c30acec.pdf | 72 HOURS | N/A |  |  | NO | Metal | UL Listed; cUL Listed | Yes | N/A | Yes | NO | Yes | YES | YES | 60 | 120 | Wall-Mount or Floor-Mount | NO | 1; EA | NO | NO | NO | NO | PESTICIDE/AEROSOL: NO | CHEMICAL/SOLVENT: NO | Lead: No Mercury: No Silver: Yes, below Cadmium: No Chromium: No Barium: No Arsenic: No Selenium: No | PARCEL | 70 | N/A | N/A | RIGHT | 1 NPT | 1 NPT & 1/4 NPT | 0 PSI | NPT | N/A | ELECTRIC | 1251 - 1400 CU. FT. |  |  | NO | N/A | N/A | N/A | N/A | N/A | N/A | N/A | N/A | N/A | N/A | N/A | N/A | N/A | N/A | N/A | N/A | N/A | N/A | N/A | N/A | N/A | N/A | N/A | NO |  | NO | 2019-04-15 | Mr. Steam Price Book 2019
C2000C3A231 | COMMERCIAL CU | COMMERCIAL GENERATOR PACKAGE | PENDING | CU 2 Generator Package 48kW 240V/3PH with Digital 1 Control Package |  |  | N/A | C2000C3 CU 2 Generator Package includes (1) 48KW 240V/3PH Steam Generator (2) Digital 1 Controls, (2) CU SteamHeads, (2) Steam Solenoids, (1) Automatic Blowdown Valve. | 16000 | 11200 | 2019-04-15 | Yes | 300 | 37 | 31 | 52 | 37 x 31 x 52 | 300 | 37 | 31 | 52 | 37 x 31 x 52 | The CU 2 Generator Packages now include a CU Generator, Digital 1 Control, 2 CU SteamHeads, 2 Steam Solenoids, Automatic Blowdown System with Digital Timer, and Auxiliary Manual Reset making it easy to specify and order. | 48KW 240V/3-Phase Generator | Digital 1 Temperature Control | ASME and National Board Registered Pressure Vessel | Long-Life Stainless Steel Heating Elements | Stainless Steel Jacket | SteamOnDemand Maintains Pre-Selected temperature Instantly | Automatic Blowdown Valve for Programed Daily Discharge of Accumulated Sediment | Automatic Blowdown Timer Provides 24-hour/7-Day Automatic Startup/Shutdown and Autoflush Operation | cUL listed |  | 48 | 48000 | 240 | 116 | YES |  | N/A | N/A | N/A | N/A | https://cdn.intelligencebank.com/us/share/B3R/KeX0/21y6/original/steam-logo-white.jpg | https://cdn.intelligencebank.com/us/share/B3R/Kdl0/YLlv/original/C2000-C4500.jpg | N/A | N/A | https://vimeo.com/58153234 | https://vimeo.com/58153232 | N/A | N/A | http://prodrep.mrsteam.com/DocumentResources/d1f0ef4a-aa86-4f9f-b8e4-ceba8ace31f3.pdf | http://prodrep.mrsteam.com/DocumentResources/d1f0ef4a-aa86-4f9f-b8e4-ceba8ace31f3.pdf | http://prodrep.mrsteam.com/DocumentResources/0468ef5a-0b97-439b-8fad-c2c296d89e6f.pdf | N/A | N/A | UNITED STATES | http://prodrep.mrsteam.com/DocumentResources/2e933abd-df38-4315-be56-7fe09c30acec.pdf | 72 HOURS | N/A |  |  | NO | Metal | UL Listed; cUL Listed | Yes | N/A | Yes | NO | Yes | YES | YES | 60 | 120 | Wall-Mount or Floor-Mount | NO | 1; EA | NO | NO | NO | NO | PESTICIDE/AEROSOL: NO | CHEMICAL/SOLVENT: NO | Lead: No Mercury: No Silver: Yes, below Cadmium: No Chromium: No Barium: No Arsenic: No Selenium: No | PARCEL | 70 | N/A | N/A | RIGHT | 1 NPT | 1 NPT & 1/2 NPT | 0 PSI | NPT | N/A | ELECTRIC | 1401 - 2000 CU. FT. |  |  | NO | N/A | N/A | N/A | N/A | N/A | N/A | N/A | N/A | N/A | N/A | N/A | N/A | N/A | N/A | N/A | N/A | N/A | N/A | N/A | N/A | N/A | N/A | N/A | NO |  | NO | 2019-04-15 | Mr. Steam Price Book 2019
C2500C3A231 | COMMERCIAL CU | COMMERCIAL GENERATOR PACKAGE | PENDING | CU 2 Generator Package 60kW 240V/3PH with Digital 1 Control Package |  |  | N/A | C2500C3 CU 2 Generator Package includes (1) 60KW 240V/3PH Steam Generator (2) Digital 1 Controls, (2) CU SteamHeads, (2) Steam Solenoids, (1) Automatic Blowdown Valve. | 16500 | 11550 | 2019-04-15 | Yes | 300 | 37 | 31 | 52 | 37 x 31 x 52 | 300 | 37 | 31 | 52 | 37 x 31 x 52 | The CU 2 Generator Packages now include a CU Generator, Digital 1 Control, 2 CU SteamHeads, 2 Steam Solenoids, Automatic Blowdown System with Digital Timer, and Auxiliary Manual Reset making it easy to specify and order. | 60KW 240V/3-Phase Generator | Digital 1 Temperature Control | ASME and National Board Registered Pressure Vessel | Long-Life Stainless Steel Heating Elements | Stainless Steel Jacket | SteamOnDemand Maintains Pre-Selected temperature Instantly | Automatic Blowdown Valve for Programed Daily Discharge of Accumulated Sediment | Automatic Blowdown Timer Provides 24-hour/7-Day Automatic Startup/Shutdown and Autoflush Operation | cUL listed |  | 60 | 60000 | 240 | 145 | YES |  | N/A | N/A | N/A | N/A | https://cdn.intelligencebank.com/us/share/B3R/KeX0/21y6/original/steam-logo-white.jpg | https://cdn.intelligencebank.com/us/share/B3R/Kdl0/YLlv/original/C2000-C4500.jpg | N/A | N/A | https://vimeo.com/58153234 | https://vimeo.com/58153232 | N/A | N/A | http://prodrep.mrsteam.com/DocumentResources/d1f0ef4a-aa86-4f9f-b8e4-ceba8ace31f3.pdf | http://prodrep.mrsteam.com/DocumentResources/d1f0ef4a-aa86-4f9f-b8e4-ceba8ace31f3.pdf | http://prodrep.mrsteam.com/DocumentResources/0468ef5a-0b97-439b-8fad-c2c296d89e6f.pdf | N/A | N/A | UNITED STATES | http://prodrep.mrsteam.com/DocumentResources/2e933abd-df38-4315-be56-7fe09c30acec.pdf | 72 HOURS | N/A |  |  | NO | Metal | UL Listed; cUL Listed | Yes | N/A | Yes | NO | Yes | YES | YES | 60 | 120 | Wall-Mount or Floor-Mount | NO | 1; EA | NO | NO | NO | NO | PESTICIDE/AEROSOL: NO | CHEMICAL/SOLVENT: NO | Lead: No Mercury: No Silver: Yes, below Cadmium: No Chromium: No Barium: No Arsenic: No Selenium: No | PARCEL | 70 | N/A | N/A | RIGHT | 1 NPT | 1 NPT & 1/2 NPT | 0 PSI | NPT | N/A | ELECTRIC | 2001 - 2500 CU. FT. |  |  | NO | N/A | N/A | N/A | N/A | N/A | N/A | N/A | N/A | N/A | N/A | N/A | N/A | N/A | N/A | N/A | N/A | N/A | N/A | N/A | N/A | N/A | N/A | N/A | NO |  | NO | 2019-04-15 | Mr. Steam Price Book 2019
C3000C3A231 | COMMERCIAL CU | COMMERCIAL GENERATOR PACKAGE | PENDING | CU 2 Generator Package 72kW 240V/3PH with Digital 1 Control Package |  |  | N/A | C3000C3 CU 2 Generator Package includes (1) 73KW 240V/3PH Steam Generator (2) Digital 1 Controls, (2) CU SteamHeads, (2) Steam Solenoids, (1) Automatic Blowdown Valve. | 17500 | 12250 | 2019-04-15 | Yes | 320 | 37 | 31 | 52 | 37 x 31 x 52 | 320 | 37 | 31 | 52 | 37 x 31 x 52 | The CU 2 Generator Packages now include a CU Generator, Digital 1 Control, 2 CU SteamHeads, 2 Steam Solenoids, Automatic Blowdown System with Digital Timer, and Auxiliary Manual Reset making it easy to specify and order. | 72KW 240V/3-Phase Generator | Digital 1 Temperature Control | ASME and National Board Registered Pressure Vessel | Long-Life Stainless Steel Heating Elements | Stainless Steel Jacket | SteamOnDemand Maintains Pre-Selected temperature Instantly | Automatic Blowdown Valve for Programed Daily Discharge of Accumulated Sediment | Automatic Blowdown Timer Provides 24-hour/7-Day Automatic Startup/Shutdown and Autoflush Operation | cUL listed |  | 72 | 72000 | 240 | 174 | YES |  | N/A | N/A | N/A | N/A | https://cdn.intelligencebank.com/us/share/B3R/KeX0/21y6/original/steam-logo-white.jpg | https://cdn.intelligencebank.com/us/share/B3R/Kdl0/YLlv/original/C2000-C4500.jpg | N/A | N/A | https://vimeo.com/58153234 | https://vimeo.com/58153232 | N/A | N/A | http://prodrep.mrsteam.com/DocumentResources/d1f0ef4a-aa86-4f9f-b8e4-ceba8ace31f3.pdf | http://prodrep.mrsteam.com/DocumentResources/d1f0ef4a-aa86-4f9f-b8e4-ceba8ace31f3.pdf | http://prodrep.mrsteam.com/DocumentResources/0468ef5a-0b97-439b-8fad-c2c296d89e6f.pdf | N/A | N/A | UNITED STATES | http://prodrep.mrsteam.com/DocumentResources/2e933abd-df38-4315-be56-7fe09c30acec.pdf | 72 HOURS | N/A |  |  | NO | Metal | UL Listed; cUL Listed | Yes | N/A | Yes | NO | Yes | YES | YES | 60 | 120 | Wall-Mount or Floor-Mount | NO | 1; EA | NO | NO | NO | NO | PESTICIDE/AEROSOL: NO | CHEMICAL/SOLVENT: NO | Lead: No Mercury: No Silver: Yes, below Cadmium: No Chromium: No Barium: No Arsenic: No Selenium: No | PARCEL | 70 | N/A | N/A | RIGHT | 1 NPT | 1 NPT & 1/2 NPT | 0 PSI | NPT | N/A | ELECTRIC | 2501 - 3000 CU. FT. |  |  | NO | N/A | N/A | N/A | N/A | N/A | N/A | N/A | N/A | N/A | N/A | N/A | N/A | N/A | N/A | N/A | N/A | N/A | N/A | N/A | N/A | N/A | N/A | N/A | NO |  | NO | 2019-04-15 | Mr. Steam Price Book 2019
C4500C3A231 | COMMERCIAL CU | COMMERCIAL GENERATOR PACKAGE | PENDING | CU 2 Generator Package 108kW 240V/3PH with Digital 1 Control Package |  |  | N/A | C4500C3 CU 2 Generator Package includes (1) 108KW 240V/3PH Steam Generator (2) Digital 1 Controls, (2) CU SteamHeads, (2) Steam Solenoids, (1) Automatic Blowdown Valve. | 23700 | 16590 | 2019-04-15 | Yes | 525 | 47 | 37 | 74 | 47 x 37 x 74 | 525 | 47 | 37 | 74 | 47 x 37 x 74 | The CU 2 Generator Packages now include a CU Generator, Digital 1 Control, 2 CU SteamHeads, 2 Steam Solenoids, Automatic Blowdown System with Digital Timer, and Auxiliary Manual Reset making it easy to specify and order. | 108KW 240V/3-Phase Generator | Digital 1 Temperature Control | ASME and National Board Registered Pressure Vessel | Long-Life Stainless Steel Heating Elements | Stainless Steel Jacket | SteamOnDemand Maintains Pre-Selected temperature Instantly | Automatic Blowdown Valve for Programed Daily Discharge of Accumulated Sediment | Automatic Blowdown Timer Provides 24-hour/7-Day Automatic Startup/Shutdown and Autoflush Operation | cUL listed |  | 108 | 108000 | 240 | 260 | YES |  | N/A | N/A | N/A | N/A | https://cdn.intelligencebank.com/us/share/B3R/KeX0/21y6/original/steam-logo-white.jpg | https://cdn.intelligencebank.com/us/share/B3R/Kdl0/YLlv/original/C2000-C4500.jpg | N/A | N/A | https://vimeo.com/58153234 | https://vimeo.com/58153232 | N/A | N/A | http://prodrep.mrsteam.com/DocumentResources/d1f0ef4a-aa86-4f9f-b8e4-ceba8ace31f3.pdf | http://prodrep.mrsteam.com/DocumentResources/d1f0ef4a-aa86-4f9f-b8e4-ceba8ace31f3.pdf | http://prodrep.mrsteam.com/DocumentResources/0468ef5a-0b97-439b-8fad-c2c296d89e6f.pdf | N/A | N/A | UNITED STATES | http://prodrep.mrsteam.com/DocumentResources/2e933abd-df38-4315-be56-7fe09c30acec.pdf | 72 HOURS | N/A |  |  | NO | Metal | UL Listed; cUL Listed | Yes | N/A | Yes | NO | Yes | YES | YES | 60 | 120 | Wall-Mount or Floor-Mount | NO | 1; EA | NO | NO | NO | NO | PESTICIDE/AEROSOL: NO | CHEMICAL/SOLVENT: NO | Lead: No Mercury: No Silver: Yes, below Cadmium: No Chromium: No Barium: No Arsenic: No Selenium: No | PARCEL | 70 | N/A | N/A | RIGHT | 1 NPT | 1 NPT & 1/2 NPT | 0 PSI | NPT | N/A | ELECTRIC | 3001 - 4500 CU. FT. |  |  | NO | N/A | N/A | N/A | N/A | N/A | N/A | N/A | N/A | N/A | N/A | N/A | N/A | N/A | N/A | N/A | N/A | N/A | N/A | N/A | N/A | N/A | N/A | N/A | NO |  | NO | 2019-04-15 | Mr. Steam Price Book 2019
LEDLITE-AP | ACCESSORY | Recessed Lights | PENDING | Recessed LED light in Polished Aluminum | 767931917189 | 00767931917189 | ALUMINUM POLISHED | low voltage recessed white light fixture in a polished aluminum finish. | 750 | 73.5 | 2019-04-01 | Yes | 5 | 27 | 4.25 | 3.5 | 27 x 4.25 x 3.5 | 5 | 27 | 6.5 | 4.5 | 27 x 6.5 x 4.5 | Built for steam environments, this high quality, lightweight, aluminum recessed LED light will compliment any steam shower design. With an impressive 600 lumens, this light is UL listed and includes a 120 VAC LED driver and rough-in bracket. | UL listed | 600 lumens | Includes 120 VAC LED driver | Recessed | Includes rough-in bracket | [5 empty] | 0.0276 | 27.6 | 120 | 0.2 | NO | N/A | N/A | N/A | N/A | N/A | https://cdn.intelligencebank.com/us/share/B3R/KeX0/21y6/original/steam-logo-white.jpg | https://cdn.intelligencebank.com/us/share/B3R/06wq/XMX1/original/LEDLITE-AP.jpg | N/A | N/A | https://vimeo.com/58153234 | https://vimeo.com/58153232 | N/A | N/A | http://prodrep.mrsteam.com/DocumentResources/d1f0ef4a-aa86-4f9f-b8e4-ceba8ace31f3.pdf | http://prodrep.mrsteam.com/DocumentResources/0468ef5a-0b97-439b-8fad-c2c296d89e6f.pdf | N/A |  | N/A | UNITED STATES | http://prodrep.mrsteam.com/DocumentResources/d6a61c17-60ee-4efc-b1ec-4fa4cb6c55b8.pdf | 72 HOURS | Coming Soon | Coming Soon | http://prodrep.mrsteam.com/DocumentResources/fb82c221-da8d-4d90-ae1e-66670ba7542f.pdf | NO | Aluminum; Plastic; Metal | ETL Listed | NO | N/A | YES | NO | YES | NO | NO | N/A | N/A | Ceiling-Mount | NO | 1; EA | NO | NO | NO | NO | PESTICIDE/AEROSOL: NO | CHEMICAL/SOLVENT: NO | Lead: No Mercury: No Silver: Yes, below Cadmium: No Chromium: No Barium: No Arsenic: No Selenium: No | PARCEL | 70 | N/A | N/A | N/A | N/A | N/A | N/A | N/A | N/A | N/A | N/A | N/A | N/A | NO | N/A | N/A | N/A | N/A | N/A | N/A | N/A | N/A | N/A | N/A | N/A | N/A | N/A | N/A | N/A | N/A | N/A | N/A | N/A | N/A | N/A | N/A | N/A | NO | NO | NO | 2017-06-24 | Mr. Steam Price Book 2017
LEDLITE-AS | ACCESSORY | Recessed Lights | PENDING | Recessed LED light in Satin Aluminum | 767931917196 | 00767931917196 | ALUMINUM SATIN | low voltage recessed white light fixture in a satin aluminum finish. | 750 | 73.5 | 2019-04-01 | Yes | 5 | 27 | 4.25 | 3.5 | 27 x 4.25 x 3.5 | 5 | 27 | 6.5 | 4.5 | 27 x 6.5 x 4.5 | Built for steam environments, this high quality, lightweight, aluminum recessed LED light will compliment any steam shower design. With an impressive 600 lumens, this light is UL listed and includes a 120 VAC LED driver and rough-in bracket. | UL listed | 600 lumens | Includes 120 VAC LED driver | Recessed | Includes rough-in bracket | [5 empty] | 0.0276 | 27.6 | 120 | 0.2 | NO | N/A | N/A | N/A | N/A | N/A | https://cdn.intelligencebank.com/us/share/B3R/KeX0/21y6/original/steam-logo-white.jpg | https://cdn.intelligencebank.com/us/share/B3R/06wq/7wqb/original/LEDLITE-AS.jpg | N/A | N/A | https://vimeo.com/58153234 | https://vimeo.com/58153232 | N/A | N/A | http://prodrep.mrsteam.com/DocumentResources/d1f0ef4a-aa86-4f9f-b8e4-ceba8ace31f3.pdf | http://prodrep.mrsteam.com/DocumentResources/0468ef5a-0b97-439b-8fad-c2c296d89e6f.pdf | N/A |  | N/A | UNITED STATES | http://prodrep.mrsteam.com/DocumentResources/d6a61c17-60ee-4efc-b1ec-4fa4cb6c55b8.pdf | 72 HOURS | Coming Soon | Coming Soon | http://prodrep.mrsteam.com/DocumentResources/fb82c221-da8d-4d90-ae1e-66670ba7542f.pdf | NO | Aluminum; Plastic; Metal | ETL Listed | NO | N/A | YES | NO | YES | NO | NO | N/A | N/A | Ceiling-Mount | NO | 1; EA | NO | NO | NO | NO | PESTICIDE/AEROSOL: NO | CHEMICAL/SOLVENT: NO | Lead: No Mercury: No Silver: Yes, below Cadmium: No Chromium: No Barium: No Arsenic: No Selenium: No | PARCEL | 70 | N/A | N/A | N/A | N/A | N/A | N/A | N/A | N/A | N/A | N/A | N/A | N/A | NO | N/A | N/A | N/A | N/A | N/A | N/A | N/A | N/A | N/A | N/A | N/A | N/A | N/A | N/A | N/A | N/A | N/A | N/A | N/A | N/A | N/A | N/A | N/A | NO | NO | NO | 2017-06-24 | Mr. Steam Price Book 2017
MSSPEAKERSRD-BK | ACCESSORY | MusicTherapy | ACTIVE (ECOM) | Round Speakers in Black | 767931903663 | 00767931903663 | BLACK | TWO (2) 6 1/2 Inch diameter in-shower, flush mount two-way speakers (ROUND) | 275 | 73.5 | 2019-04-01 | Yes | 1.55 | 6.5 | 6.5 | 2.75 | 6.5 x 6.5 x 2.75 | 6 | 18 | 10 | 7 | 18 x 10 x 7 | Custom designed to bring rich sound to your shower—and to look good while doing it. Designed to be fully splash-proof and flushmount in style, these speakers have a peak output of 60 watts, with powerful bass and crystal clear mids and highs. They’re musicready from any source via standard speaker wiring. *Included in the iDREAM Package | Ceiling, flush mount | 2-way marine-grade speakers, polypropylene cones | ABS frames with white/black powder-coated grills | Designed for use inside or outside the shower enclosure | [6 empty] | N/A | N/A | N/A | N/A | NO | N/A | N/A | N/A | N/A | N/A | https://cdn.intelligencebank.com/us/share/B3R/KeX0/21y6/original/steam-logo-white.jpg | http://public2.intelligencebank.com/e2c56f829e1e5d82347c365bf31980f6/a25b8f588d0edc36b8ad7f63f5039f5f/MSSPEAKERSRD-BK.jpg | N/A | N/A | https://vimeo.com/58153234 | https://vimeo.com/58153232 | N/A | N/A | http://prodrep.mrsteam.com/DocumentResources/d1f0ef4a-aa86-4f9f-b8e4-ceba8ace31f3.pdf | N/A | http://prodrep.mrsteam.com/DocumentResources/278f8bd4-e4dd-4dc6-bbf8-9b48e09be4aa.pdf | N/A | N/A | UNITED STATES | http://prodrep.mrsteam.com/DocumentResources/d6a61c17-60ee-4efc-b1ec-4fa4cb6c55b8.pdf | 72 HOURS | http://prodrep.mrsteam.com/DocumentResources/8a2cdec3-3c23-43d4-a441-b28dc9f074ac.pdf | http://prodrep.mrsteam.com/DocumentResources/c102a97c-8319-4d46-b997-2dbdc529a248.pdf | http://prodrep.mrsteam.com/DocumentResources/fb82c221-da8d-4d90-ae1e-66670ba7542f.pdf | NO | Plastic; Metal | N/A | NO | N/A | YES | NO | YES | NO | NO | N/A | N/A | Wall-Mount or Floor-Mount | NO | 1; EA | NO | NO | NO | NO | PESTICIDE/AEROSOL: NO | CHEMICAL/SOLVENT: NO | Lead: No Mercury: No Silver: Yes, below Cadmium: No Chromium: No Barium: No Arsenic: No Selenium: No | PARCEL | 70 | N/A | N/A | N/A | N/A | N/A | N/A | N/A | N/A | N/A | N/A | N/A | N/A | NO | N/A | N/A | N/A | N/A | N/A | N/A | N/A | N/A | N/A | N/A | N/A | N/A | N/A | N/A | N/A | N/A | N/A | N/A | N/A | N/A | N/A | N/A | N/A | NO | NO | NO | 2017-06-24 | Mr. Steam Price Book 2017
MSSPEAKERSRD-WH | ACCESSORY | MusicTherapy | ACTIVE (ECOM) | Round Speakers in White | 767931903649 | 00767931903649 | WHITE | TWO (2) 6 1/2 Inch diameter in-shower, flush mount two-way speakers (ROUND) | 275 | 73.5 | 2019-04-01 | Yes | 1.55 | 6.5 | 6.5 | 2.75 | 6.5 x 6.5 x 2.75 | 6 | 18 | 10 | 7 | 18 x 10 x 7 | Custom designed to bring rich sound to your shower—and to look good while doing it. Designed to be fully splash-proof and flushmount in style, these speakers have a peak output of 60 watts, with powerful bass and crystal clear mids and highs. They’re musicready from any source via standard speaker wiring. *Included in the iDREAM Package | Ceiling, flush mount | 2-way marine-grade speakers, polypropylene cones | ABS frames with white/black powder-coated grills | Designed for use inside or outside the shower enclosure | [6 empty] | N/A | N/A | N/A | N/A | NO | N/A | N/A | N/A | N/A | N/A | https://cdn.intelligencebank.com/us/share/B3R/KeX0/21y6/original/steam-logo-white.jpg | http://public2.intelligencebank.com/e2c56f829e1e5d82347c365bf31980f6/444f7d5bf0163378fc43ca02188a772f/MSSPEAKERSRD-WH.jpg | N/A | N/A | https://vimeo.com/58153234 | https://vimeo.com/58153232 | N/A | N/A | http://prodrep.mrsteam.com/DocumentResources/d1f0ef4a-aa86-4f9f-b8e4-ceba8ace31f3.pdf | N/A | http://prodrep.mrsteam.com/DocumentResources/278f8bd4-e4dd-4dc6-bbf8-9b48e09be4aa.pdf | N/A | N/A | UNITED STATES | http://prodrep.mrsteam.com/DocumentResources/d6a61c17-60ee-4efc-b1ec-4fa4cb6c55b8.pdf | 72 HOURS | http://prodrep.mrsteam.com/DocumentResources/8a2cdec3-3c23-43d4-a441-b28dc9f074ac.pdf | http://prodrep.mrsteam.com/DocumentResources/c102a97c-8319-4d46-b997-2dbdc529a248.pdf | http://prodrep.mrsteam.com/DocumentResources/fb82c221-da8d-4d90-ae1e-66670ba7542f.pdf | NO | Plastic; Metal | N/A | NO | N/A | YES | NO | YES | NO | NO | N/A | N/A | Wall-Mount or Floor-Mount | NO | 1; EA | NO | NO | NO | NO | PESTICIDE/AEROSOL: NO | CHEMICAL/SOLVENT: NO | Lead: No Mercury: No Silver: Yes, below Cadmium: No Chromium: No Barium: No Arsenic: No Selenium: No | PARCEL | 70 | N/A | N/A | N/A | N/A | N/A | N/A | N/A | N/A | N/A | N/A | N/A | N/A | NO | N/A | N/A | N/A | N/A | N/A | N/A | N/A | N/A | N/A | N/A | N/A | N/A | N/A | N/A | N/A | N/A | N/A | N/A | N/A | N/A | N/A | N/A | N/A | NO | NO | NO | 2017-06-24 | Mr. Steam Price Book 2017
MSSPEAKERSSQ-BK | ACCESSORY | MusicTherapy | ACTIVE (ECOM) | Square Speakers in Black | 767931903670 | 00767931903670 | BLACK | TWO (2) 7.0625 Inch square in-shower, flush mount two-way speakers (SQUARE) | 275 | 70 | 2019-04-01 | Yes | 1.7 | 7 | 7 | 3 | 7 x 7 x 3 | 6 | 18 | 10 | 7 | 18 x 10 x 7 | Custom designed to bring rich sound to your shower—and to look good while doing it. Designed to be fully splash-proof and flushmount in style, these speakers have a peak output of 60 watts, with powerful bass and crystal clear mids and highs. They’re musicready from any source via standard speaker wiring. *Included in the iDREAM Package | Ceiling, flush mount | 2-way marine-grade speakers, polypropylene cones | ABS frames with white/black powder-coated grills | Designed for use inside or outside the shower enclosure | [6 empty] | N/A | N/A | N/A | N/A | NO | N/A | N/A | N/A | N/A | N/A | https://cdn.intelligencebank.com/us/share/B3R/KeX0/21y6/original/steam-logo-white.jpg | http://public2.intelligencebank.com/e2c56f829e1e5d82347c365bf31980f6/d6fd3775bf9f2169caf2e961d432cb04/MSSPEAKERSSQ-BK.jpg | N/A | N/A | https://vimeo.com/58153234 | https://vimeo.com/58153232 | N/A | N/A | http://prodrep.mrsteam.com/DocumentResources/d1f0ef4a-aa86-4f9f-b8e4-ceba8ace31f3.pdf | N/A | http://prodrep.mrsteam.com/DocumentResources/278f8bd4-e4dd-4dc6-bbf8-9b48e09be4aa.pdf | N/A | N/A | UNITED STATES | http://prodrep.mrsteam.com/DocumentResources/d6a61c17-60ee-4efc-b1ec-4fa4cb6c55b8.pdf | 72 HOURS | http://prodrep.mrsteam.com/DocumentResources/8a2cdec3-3c23-43d4-a441-b28dc9f074ac.pdf | http://prodrep.mrsteam.com/DocumentResources/bb4e6d9c-517d-4f9b-bbe5-cf108d4d988f.pdf | http://prodrep.mrsteam.com/DocumentResources/fb82c221-da8d-4d90-ae1e-66670ba7542f.pdf | NO | Plastic; Metal | N/A | NO | N/A | YES | NO | YES | NO | NO | N/A | N/A | Wall-Mount or Floor-Mount | NO | 1; EA | NO | NO | NO | NO | PESTICIDE/AEROSOL: NO | CHEMICAL/SOLVENT: NO | Lead: No Mercury: No Silver: Yes, below Cadmium: No Chromium: No Barium: No Arsenic: No Selenium: No | PARCEL | 70 | N/A | N/A | N/A | N/A | N/A | N/A | N/A | N/A | N/A | N/A | N/A | N/A | NO | N/A | N/A | N/A | N/A | N/A | N/A | N/A | N/A | N/A | N/A | N/A | N/A | N/A | N/A | N/A | N/A | N/A | N/A | N/A | N/A | N/A | N/A | N/A | NO | NO | NO | 2017-06-24 | Mr. Steam Price Book 2017
MSSPEAKERSSQ-WH | ACCESSORY | MusicTherapy | ACTIVE (ECOM) | Square Speakers in White | 767931903656 | 00767931903656 | WHITE | TWO (2) 7.0625 Inch square in-shower, flush mount two-way speakers (SQUARE) | 275 | 73.5 | 2019-04-01 | Yes | 1.7 | 7 | 7 | 3 | 7 x 7 x 3 | 6 | 18 | 10 | 7 | 18 x 10 x 7 | Custom designed to bring rich sound to your shower—and to look good while doing it. Designed to be fully splash-proof and flushmount in style, these speakers have a peak output of 60 watts, with powerful bass and crystal clear mids and highs. They’re musicready from any source via standard speaker wiring. *Included in the iDREAM Package | Ceiling, flush mount | 2-way marine-grade speakers, polypropylene cones | ABS frames with white/black powder-coated grills | Designed for use inside or outside the shower enclosure | [6 empty] | N/A | N/A | N/A | N/A | NO | N/A | N/A | N/A | N/A | N/A | https://cdn.intelligencebank.com/us/share/B3R/KeX0/21y6/original/steam-logo-white.jpg | http://public2.intelligencebank.com/e2c56f829e1e5d82347c365bf31980f6/902c09751f2c01ce8c10e52dd9752907/MSSPEAKERSSQ-WH.jpg | N/A | N/A | https://vimeo.com/58153234 | https://vimeo.com/58153232 | N/A | N/A | http://prodrep.mrsteam.com/DocumentResources/d1f0ef4a-aa86-4f9f-b8e4-ceba8ace31f3.pdf | N/A | http://prodrep.mrsteam.com/DocumentResources/278f8bd4-e4dd-4dc6-bbf8-9b48e09be4aa.pdf | N/A | N/A | UNITED STATES | http://prodrep.mrsteam.com/DocumentResources/d6a61c17-60ee-4efc-b1ec-4fa4cb6c55b8.pdf | 72 HOURS | http://prodrep.mrsteam.com/DocumentResources/8a2cdec3-3c23-43d4-a441-b28dc9f074ac.pdf | http://prodrep.mrsteam.com/DocumentResources/bb4e6d9c-517d-4f9b-bbe5-cf108d4d988f.pdf | http://prodrep.mrsteam.com/DocumentResources/fb82c221-da8d-4d90-ae1e-66670ba7542f.pdf | NO | Plastic; Metal | N/A | NO | N/A | YES | NO | YES | NO | NO | N/A | N/A | Wall-Mount or Floor-Mount | NO | 1; EA | NO | NO | NO | NO | PESTICIDE/AEROSOL: NO | CHEMICAL/SOLVENT: NO | Lead: No Mercury: No Silver: Yes, below Cadmium: No Chromium: No Barium: No Arsenic: No Selenium: No | PARCEL | 70 | N/A | N/A | N/A | N/A | N/A | N/A | N/A | N/A | N/A | N/A | N/A | N/A | NO | N/A | N/A | N/A | N/A | N/A | N/A | N/A | N/A | N/A | N/A | N/A | N/A | N/A | N/A | N/A | N/A | N/A | N/A | N/A | N/A | N/A | N/A | N/A | NO | NO | NO | 2017-06-24 | Mr. Steam Price Book 2017
MSAS3 | ACCESSORY | MusicTherapy | ACTIVE (ECOM) | AudioSteam3 System | 767931909849 | 00767931909849 | N/A | Works with iSteam3 Control or Stand-Alone Control, link with Pandora, Spotify, or iHeart Music streaming services, operates with any Bluetooth® enabled device | 1000 | 73.5 | 2019-04-01 | Yes | 4 | 8.875 | 9.875 | 2.5 | 8.875 x 9.875 x 2.5 | 8 | 12 | 12 | 8 | 12 x 12 x 8 | Your SteamTherapy experience will be complete when you add the music that you love. That’s why Mr. Steam brings MusicTherapy to your home spa. Stream from Pandora, Spotify, iHeart Music or your favorite streaming service. So, tune-in, relax and stream your way to soothing the invigoration. Using Bluetooth technology AudioSteam3 interfaces with the iSteam3 control for the ultimate sound and steam experience! | Send digital music files or internet radio from your smart devices | FM Radio built into amplifier, 87.5 - 107.9Mhz | Four speaker output 25 Wrms, 50 Watts peak | 4-8 Ohms | Subwoofer output 50 Wrms, 75 Wpeak, 2-4 ohms, subwoofer not included | Speakers not included |  |  |  |  | 0.192 | 192 | 120 | 1.6 | NO | N/A | All eSeries Generators | MSSPEAKERSRD-BK; MSSPEAKERSSQ-BK | N/A | N/A | https://cdn.intelligencebank.com/us/share/B3R/KeX0/21y6/original/steam-logo-white.jpg | http://public2.intelligencebank.com/e2c56f829e1e5d82347c365bf31980f6/8412dec08ffb7cf21509cd1066a6f66c/MSAS3.jpg | N/A | N/A | https://vimeo.com/58153234 | https://vimeo.com/58153232 | https://vimeo.com/66350509 | https://vimeo.com/256966954 | http://prodrep.mrsteam.com/DocumentResources/d1f0ef4a-aa86-4f9f-b8e4-ceba8ace31f3.pdf | N/A | http://prodrep.mrsteam.com/DocumentResources/278f8bd4-e4dd-4dc6-bbf8-9b48e09be4aa.pdf | 1431248 | N/A | UNITED STATES | http://prodrep.mrsteam.com/DocumentResources/d6a61c17-60ee-4efc-b1ec-4fa4cb6c55b8.pdf | 72 HOURS | http://prodrep.mrsteam.com/DocumentResources/e43ddb2b-3f87-40bc-af36-d006ad60d507.pdf | http://prodrep.mrsteam.com/DocumentResources/c7544933-c389-4b18-a673-5064fb3242f5.pdf | http://prodrep.mrsteam.com/DocumentResources/fb82c221-da8d-4d90-ae1e-66670ba7542f.pdf | YES | Plastic | UL Listed; cUL Listed | NO | N/A | NO | NO | YES | NO | NO | N/A | N/A | Wall-Mount or Floor-Mount | NO | 1; EA | NO | NO | NO | NO | PESTICIDE/AEROSOL: NO | CHEMICAL/SOLVENT: NO | Lead: No Mercury: No Silver: No Cadmium: No Chromium: No Barium: No Arsenic: No Selenium: No | PARCEL | 70 | N/A | N/A | N/A | N/A | N/A | N/A | N/A | N/A | N/A | N/A | N/A | N/A | NO | N/A | N/A | N/A | N/A | N/A | N/A | N/A | N/A | N/A | N/A | N/A | N/A | N/A | N/A | N/A | N/A | N/A | N/A | N/A | N/A | N/A | N/A | N/A | NO | NO | NO | 2017-06-24 | Mr. Steam Price Book 2017
104216 | ACCESSORY | Linear SteamHead | ACTIVE (ECOM) | Linear 16 in. Steam Head | 767931905520 | 00767931905520 | N/A | Linear SteamHead for Residential units - fits between 16" on center 2' x 4" studs, anodized aluminum | 425 | 3097.5 | 2019-04-01 | Yes | 4 | 14.125 | 7.5 | 4.25 | 14.125 x 7.5 x 4.25 | 4 | 15 | 8 | 4 | 15 x 8 x 4 | Mounts flush to the wall, and creates a wide ribbon of smooth, silent steam that brings a new level of performance and aesthetic pleasure to your steam shower. Linear SteamHead is like an inverted waterfall, cascading gently upwards into your shower quietly and condensation-free. | A series of patented interior baffles delivers whisper quiet billowing steam | Installs flush to the wall and nearly disappears in the grout line | Slender, horizontal opening disperses steam evenly and smoothly | Anodized aluminum construction and finish | Available in 16" or 27.5" | No assembly of moving parts required |  |  |  |  | N/A | N/A | N/A | N/A | NO | N/A | All eSeries Generators | N/A | N/A | N/A | https://cdn.intelligencebank.com/us/share/B3R/KeX0/21y6/original/steam-logo-white.jpg | http://public2.intelligencebank.com/e2c56f829e1e5d82347c365bf31980f6/5817977f4375addd5a859b1b409e4ea9/104216.jpg | N/A | https://cdn.intelligencebank.com/us/share/B3R/17Oz/Xpo8/original/104216-Tilt.jpg | https://vimeo.com/58153234 | https://vimeo.com/58153232 | https://vimeo.com/279044781 | https://vimeo.com/151942185 | http://prodrep.mrsteam.com/DocumentResources/d1f0ef4a-aa86-4f9f-b8e4-ceba8ace31f3.pdf | N/A | http://prodrep.mrsteam.com/DocumentResources/278f8bd4-e4dd-4dc6-bbf8-9b48e09be4aa.pdf | N/A | N/A | UNITED STATES | http://prodrep.mrsteam.com/DocumentResources/d6a61c17-60ee-4efc-b1ec-4fa4cb6c55b8.pdf | 72 HOURS | http://prodrep.mrsteam.com/DocumentResources/25133f67-bf80-4b52-a44c-ce57ec32ddbd.pdf | http://prodrep.mrsteam.com/DocumentResources/6a15f803-1b3b-46a8-899d-c02f1a711da0.pdf | http://prodrep.mrsteam.com/DocumentResources/fb82c221-da8d-4d90-ae1e-66670ba7542f.pdf | NO | Brass | N/A | NO | N/A | YES | NO | YES | NO | NO | N/A | N/A | Wall-Mount or Floor-Mount | NO | 1; EA | NO | NO | NO | NO | PESTICIDE/AEROSOL: NO | CHEMICAL/SOLVENT: NO | Lead: No Mercury: No Silver: No Cadmium: No Chromium: No Barium: No Arsenic: No Selenium: No | PARCEL | 70 | N/A | N/A | N/A | N/A | N/A | N/A | N/A | N/A | N/A | N/A | N/A | N/A | NO | N/A | N/A | N/A | N/A | N/A | N/A | N/A | N/A | N/A | N/A | N/A | N/A | N/A | N/A | N/A | N/A | N/A | N/A | N/A | N/A | N/A | N/A | N/A | NO | NO | NO | 2017-06-24 | Mr. Steam Price Book 2017
MS AROMA | ACCESSORY | AromaTherapy | ACTIVE (ECOM) | AromaSteam Electronic Oil Delivery System | 767931110788 | 00767931110788 | N/A | MrSteam AromaSteam System includes the oil container caddy, hoses, fittings and oil atomizer | 1300 | 3097.5 | 2019-04-01 | Yes | 5 | 7.5 | 4.5 | 4.5 | 7.5 x 4.5 x 4.5 | 6 | 13 | 7 | 9 | 13 x 7 x 9 | Effortlessly infuse your steam shower with the AromaSteam System. This state-of-the-art injector pump electronically atomizes our organic botanical fragrances into your steam at the source, for the most complete and consistent infusion of delightful essences into your steam shower. We’ve raised aroma to an art form. | The AromaSteam is easily controlled directly from an iSteam, iTempo Plus and AirTempo in-shower control | Complete with hoses, fittings and oil atomizer | All installation hardware included | Install in a dry low humidity location for optimal performance | [6 empty] | 0.06 | 60 | 120 | 0.5 | NO | N/A | All eSeries Generators | N/A | N/A | N/A | https://cdn.intelligencebank.com/us/share/B3R/KeX0/21y6/original/steam-logo-white.jpg | http://public2.intelligencebank.com/e2c56f829e1e5d82347c365bf31980f6/03e8b858a95eee91c757459215d741a8/MSAROMA.jpg | N/A | N/A | https://vimeo.com/58153234 | https://vimeo.com/58153232 | https://vimeo.com/182694424 | https://vimeo.com/256966224 | http://prodrep.mrsteam.com/DocumentResources/d1f0ef4a-aa86-4f9f-b8e4-ceba8ace31f3.pdf | N/A | http://prodrep.mrsteam.com/DocumentResources/278f8bd4-e4dd-4dc6-bbf8-9b48e09be4aa.pdf | 1398373 | N/A | UNITED STATES | http://prodrep.mrsteam.com/DocumentResources/d6a61c17-60ee-4efc-b1ec-4fa4cb6c55b8.pdf | 72 HOURS | http://prodrep.mrsteam.com/DocumentResources/0a8f8aef-9d7b-4865-aa56-24f1c58dee7f.pdf | http://prodrep.mrsteam.com/DocumentResources/84b9232f-d975-49b8-b88b-b10f5feae2ea.pdf | http://prodrep.mrsteam.com/DocumentResources/fb82c221-da8d-4d90-ae1e-66670ba7542f.pdf | NO | Plastic | UL Listed; cUL Listed | NO | N/A | YES | NO | YES | NO | NO | N/A | N/A | Wall-Mount or Floor-Mount | NO | 1; EA | NO | NO | NO | NO | PESTICIDE/AEROSOL: NO | CHEMICAL/SOLVENT: NO | Lead: No Mercury: No Silver: Yes, below Cadmium: No Chromium: No Barium: No Arsenic: No Selenium: No | PARCEL | 70 | N/A | N/A | N/A | N/A | N/A | N/A | N/A | N/A | N/A | N/A | N/A | N/A | NO | N/A | N/A | N/A | N/A | N/A | N/A | N/A | N/A | N/A | N/A | N/A | N/A | N/A | N/A | N/A | N/A | N/A | N/A | N/A | N/A | N/A | N/A | N/A | NO | NO | NO | 2017-06-24 | Mr. Steam Price Book 2017
MSCHROMA3-BK | ACCESSORY | ChromaTherapy | ACTIVE (ECOM) | ChromaSteam3 System in Black | 767931909825 | 00767931909825 | BLACK | ChromaSteam3 System suffuses the steam shower with a spectrum of color from airy blue to sensual red. Select color and modes directly from the iSteam3 Control. Can also be controlled from a dedicated wall switch. Includes a built-in low voltage transformer and color microprocessor. | 900 | 630 | 2019-04-01 | Yes | 1 | 4.5 | 6.125 | 1.375 | 4.5 x 6.125 x 1.375 | 8 | 10 | 10 | 14 | 10 x 10 x 14 | Step into your shower. Let the steam envelope you. Now extend a hand and effortlessly dial in just the mood you're seeking. Your elegant, vapor-sealed LED mood lighting responds with a flood of pure energy. | Select color and modes directly from the iSteam®3 control | Can also be controlled from a dedicated wall switch | Included low voltage power supply | Works with all MrSteam eSeries Generators | Includes one Chroma light and control module | [5 empty] | 0.0384 | 38.4 | 120 | 0.4 | NO | N/A | All eSeries Generators | N/A | N/A | N/A | https://cdn.intelligencebank.com/us/share/B3R/KeX0/21y6/original/steam-logo-white.jpg | https://cdn.intelligencebank.com/us/share/B3R/06wq/nVWN/original/MSCHROMA3-BK.jpg | N/A | N/A | https://vimeo.com/58153234 | https://vimeo.com/58153232 | https://vimeo.com/246511028 | https://vimeo.com/256968068 | http://prodrep.mrsteam.com/DocumentResources/d1f0ef4a-aa86-4f9f-b8e4-ceba8ace31f3.pdf | N/A | http://prodrep.mrsteam.com/DocumentResources/278f8bd4-e4dd-4dc6-bbf8-9b48e09be4aa.pdf | 1398377 | N/A | UNITED STATES | http://prodrep.mrsteam.com/DocumentResources/d6a61c17-60ee-4efc-b1ec-4fa4cb6c55b8.pdf | 72 HOURS | http://prodrep.mrsteam.com/DocumentResources/93a9e7c7-ed65-4dea-b19f-96ea4aeb43d1.pdf | http://prodrep.mrsteam.com/DocumentResources/b9c1889e-545a-4002-9f87-6387af2431a1.pdf | http://prodrep.mrsteam.com/DocumentResources/fb82c221-da8d-4d90-ae1e-66670ba7542f.pdf | NO | Plastic | UL Recognized | NO | N/A | NO | NO | YES | NO | NO | N/A | N/A | Wall-Mount or Floor-Mount | NO | 1; EA | NO | NO | NO | NO | PESTICIDE/AEROSOL: NO | CHEMICAL/SOLVENT: NO | Lead: No Mercury: No Silver: No Cadmium: No Chromium: No Barium: No Arsenic: No Selenium: No | PARCEL | 70 | N/A | N/A | N/A | N/A | N/A | N/A | N/A | N/A | N/A | N/A | N/A | N/A | NO | N/A | N/A | N/A | N/A | N/A | N/A | N/A | N/A | N/A | N/A | N/A | N/A | N/A | N/A | N/A | N/A | N/A | N/A | N/A | N/A | N/A | N/A | N/A | NO | YES | NO | 2017-06-24 | Mr. Steam Price Book 2017
MSCHROMA3-WH | ACCESSORY | ChromaTherapy | ACTIVE (ECOM) | ChromaSteam3 System in White | 767931909832 | 00767931909832 | WHITE | ChromaSteam3 System suffuses the steam shower with a spectrum of color from airy blue to sensual red. Select color and modes directly from the iSteam3 Control. Can also be controlled from a dedicated wall switch. Includes a built-in low voltage transformer and color microprocessor. | 900 | 630 | 2019-04-01 | Yes | 1 | 4.5 | 6.125 | 1.375 | 4.5 x 6.125 x 1.375 | 8 | 10 | 10 | 14 | 10 x 10 x 14 | Step into your shower. Let the steam envelope you. Now extend a hand and effortlessly dial in just the mood you're seeking. Your elegant, vapor-sealed LED mood lighting responds with a flood of pure energy. | Select color and modes directly from the iSteam®3 control | Can also be controlled from a dedicated wall switch | Included low voltage power supply | Works with all MrSteam eSeries Generators | Includes one Chroma light and control module | [5 empty] | 0.0384 | 38.4 | 120 | 0.4 | NO | N/A | All eSeries Generators | N/A | N/A | N/A | https://cdn.intelligencebank.com/us/share/B3R/KeX0/21y6/original/steam-logo-white.jpg | https://cdn.intelligencebank.com/us/share/B3R/06wq/9weg/original/MSCHROMA3-WH.jpg | N/A | N/A | https://vimeo.com/58153234 | https://vimeo.com/58153232 | https://vimeo.com/246511028 | https://vimeo.com/256968068 | http://prodrep.mrsteam.com/DocumentResources/d1f0ef4a-aa86-4f9f-b8e4-ceba8ace31f3.pdf | N/A | http://prodrep.mrsteam.com/DocumentResources/278f8bd4-e4dd-4dc6-bbf8-9b48e09be4aa.pdf | 1398377 | N/A | UNITED STATES | http://prodrep.mrsteam.com/DocumentResources/d6a61c17-60ee-4efc-b1ec-4fa4cb6c55b8.pdf | 72 HOURS | http://prodrep.mrsteam.com/DocumentResources/93a9e7c7-ed65-4dea-b19f-96ea4aeb43d1.pdf | http://prodrep.mrsteam.com/DocumentResources/b9c1889e-545a-4002-9f87-6387af2431a1.pdf | http://prodrep.mrsteam.com/DocumentResources/fb82c221-da8d-4d90-ae1e-66670ba7542f.pdf | NO | Plastic | UL Recognized | NO | N/A | NO | NO | YES | NO | NO | N/A | N/A | Wall-Mount or Floor-Mount | NO | 1; EA | NO | NO | NO | NO | PESTICIDE/AEROSOL: NO | CHEMICAL/SOLVENT: NO | Lead: No Mercury: No Silver: No Cadmium: No Chromium: No Barium: No Arsenic: No Selenium: No | PARCEL | 70 | N/A | N/A | N/A | N/A | N/A | N/A | N/A | N/A | N/A | N/A | N/A | N/A | NO | N/A | N/A | N/A | N/A | N/A | N/A | N/A | N/A | N/A | N/A | N/A | N/A | N/A | N/A | N/A | N/A | N/A | N/A | N/A | N/A | N/A | N/A | N/A | NO | YES | NO | 2017-06-24 | Mr. Steam Price Book 2017
MSCHROMA-72 | ACCESSORY | ChromaTherapy | ACTIVE (ECOM) | ChromaSteam | 767931901225 | 00767931901225 | N/A | ChromaSteam® suffuses the steam shower with a spectrum of color from airy blue to sensual red | 1000 | 700 | 2019-04-01 | Yes | 5 | 15 | 6 | 6 | 15 x 6 x 6 | 6 | 17 | 6 | 6 | 17 x 6 x 6 | Step into your shower. Let the steam envelope you. Now extend a hand and effortlessly dial in just the mood you're seeking. Your elegant, vapor-sealed LED mood lighting responds with a flood of pure energy. | Suffuses the steam shower with a spectrum of color from airy blue to sensual red | Vapor-sealed | Low-voltage LED modules yield long-lasting high performance and cool operation | The Chroma logic color selection can be set for a single color or to cycle from one to another | ChromaSteam is UL listed for safety | [5 empty] | 0.0144 | 14.4 | 120 | 0.12 | NO | N/A | All eSeries Generators | N/A | N/A | N/A | https://cdn.intelligencebank.com/us/share/B3R/KeX0/21y6/original/steam-logo-white.jpg | http://public2.intelligencebank.com/e2c56f829e1e5d82347c365bf31980f6/facc76418a68035bec6185bd2fee44bf/MSCHROMA-72.jpg | N/A | N/A | https://vimeo.com/58153234 | https://vimeo.com/58153232 | https://vimeo.com/160930316 | https://vimeo.com/113722372 | http://prodrep.mrsteam.com/DocumentResources/d1f0ef4a-aa86-4f9f-b8e4-ceba8ace31f3.pdf | N/A | http://prodrep.mrsteam.com/DocumentResources/278f8bd4-e4dd-4dc6-bbf8-9b48e09be4aa.pdf | 1398377 | N/A | UNITED STATES | http://prodrep.mrsteam.com/DocumentResources/d6a61c17-60ee-4efc-b1ec-4fa4cb6c55b8.pdf | 72 HOURS | http://prodrep.mrsteam.com/DocumentResources/61737f7f-1e0f-4134-bbbb-f37338a4d2d0.pdf | http://prodrep.mrsteam.com/DocumentResources/0f2f92c3-c2be-469d-b6a7-ca457843f77b.pdf | http://prodrep.mrsteam.com/DocumentResources/fb82c221-da8d-4d90-ae1e-66670ba7542f.pdf | NO | Plastic; Metal | ETL Listed | NO | N/A | NO | NO | YES | NO | NO | N/A | N/A | Wall-Mount or Floor-Mount | NO | 1; EA | NO | NO | NO | NO | PESTICIDE/AEROSOL: NO | CHEMICAL/SOLVENT: NO | Lead: No Mercury: No Silver: Yes, below Cadmium: No Chromium: No Barium: No Arsenic: No Selenium: No | PARCEL | 70 | N/A | N/A | N/A | N/A | N/A | N/A | N/A | N/A | N/A | N/A | N/A | N/A | NO | N/A | N/A | N/A | N/A | N/A | N/A | N/A | N/A | N/A | N/A | N/A | N/A | N/A | N/A | N/A | N/A | N/A | N/A | N/A | N/A | N/A | N/A | N/A | NO | YES | NO | 2017-06-24 | Mr. Steam Price Book 2017
103810 | OIL | Essential Oil | ACTIVE (ECOM) | Eucalyptus Essential Oil 10ml bottle for use with Steam Head and Towel Warmer wells | 767931900013 | 00767931900013 | N/A | Eucalyptus Essential Oil 10ml bottle for use with SteamHead and Towel Warmer wells | 35 | 24.5 | 2019-04-01 | Yes | 0.1 | 1 | 1 | 2.7 | 1 x 1 x 2.7 | 1 | 10 | 7 | 4 | 10 x 7 x 4 | Aromatherapy has been recognized for centuries as having potentially profound healing effects. Aromatherapy was mankind’s first medicine, a holistic practice of caring for the body using botanical oils. Essential oils can help awaken and stimulate, or relax and promote better sleep. The MrSteam Aromas are a unique collection of natural fragrances, available in 10 ml. bottles, that enrich the steam experience. Each aromatic oil offers a distinct fragrance with characteristic benefits. | Pure essential oils made from natural plant extracts | 10 ml bottles with integral dropper | For use with towel warmer and steam head wells | Available as a 5-pack, one of each fragrance | [6 empty] | N/A | N/A | N/A | N/A | NO | N/A | N/A | N/A | 0.34 FL. OZ | EUCALYPTUS | https://cdn.intelligencebank.com/us/share/B3R/KeX0/21y6/original/steam-logo-white.jpg | http://public2.intelligencebank.com/e2c56f829e1e5d82347c365bf31980f6/d5119b5c18a52ff96d267568db9d3e36/103810.jpg | N/A | N/A | https://vimeo.com/58153234 | https://vimeo.com/58153232 | N/A | N/A | http://prodrep.mrsteam.com/DocumentResources/d1f0ef4a-aa86-4f9f-b8e4-ceba8ace31f3.pdf | N/A | N/A | N/A | N/A | UNITED STATES | N/A | 72 HOURS | N/A | http://prodrep.mrsteam.com/DocumentResources/dbf9b371-c64f-4b20-88ef-04c596ef0735.pdf | http://prodrep.mrsteam.com/DocumentResources/fb82c221-da8d-4d90-ae1e-66670ba7542f.pdf | NO | Oil | N/A | NO | N/A | NO | NO | YES | NO | NO | N/A | N/A | No Installation Needed | NO | 1; EA | NO | NO | NO | NO | PESTICIDE/AEROSOL: NO | CHEMICAL/SOLVENT: YES | Lead: No Mercury: No Silver: No Cadmium: No Chromium: No Barium: No Arsenic: No Selenium: No | PARCEL | 70 | N/A | N/A | N/A | N/A | N/A | N/A | N/A | N/A | N/A | N/A | N/A | N/A | YES | N/A | N/A | N/A | N/A | N/A | N/A | N/A | N/A | N/A | N/A | N/A | N/A | N/A | N/A | N/A | N/A | N/A | N/A | N/A | N/A | N/A | N/A | N/A | NO | NO | NO | 2017-06-24 | Mr. Steam Price Book 2017
103811 | OIL | Essential Oil | ACTIVE (ECOM) | Lavender Essential Oil 10ml bottle for use with Steam Head and Towel Warmer wells | 767931900020 | 00767931900020 | N/A | Lavender Essential Oil 10ml bottle for use with SteamHead and Towel Warmer wells | 35 | 24.5 | 2019-04-01 | Yes | 0.1 | 1 | 1 | 2.7 | 1 x 1 x 2.7 | 1 | 10 | 7 | 4 | 10 x 7 x 4 | Aromatherapy has been recognized for centuries as having potentially profound healing effects. Aromatherapy was mankind’s first medicine, a holistic practice of caring for the body using botanical oils. Essential oils can help awaken and stimulate, or relax and promote better sleep. The MrSteam Aromas are a unique collection of natural fragrances, available in 10 ml. bottles, that enrich the steam experience. Each aromatic oil offers a distinct fragrance with characteristic benefits. | Pure essential oils made from natural plant extracts | 10 ml bottles with integral dropper | For use with towel warmer and steam head wells | Available as a 5-pack, one of each fragrance | [6 empty] | N/A | N/A | N/A | N/A | NO | N/A | N/A | N/A | 0.34 FL. OZ | LAVENDER | https://cdn.intelligencebank.com/us/share/B3R/KeX0/21y6/original/steam-logo-white.jpg | http://public2.intelligencebank.com/e2c56f829e1e5d82347c365bf31980f6/6f201c46344d1df7321e9f051c57f757/103811.jpg | N/A | N/A | https://vimeo.com/58153234 | https://vimeo.com/58153232 | N/A | N/A | http://prodrep.mrsteam.com/DocumentResources/d1f0ef4a-aa86-4f9f-b8e4-ceba8ace31f3.pdf | N/A | N/A | N/A | N/A | UNITED STATES | N/A | 72 HOURS | N/A | http://prodrep.mrsteam.com/DocumentResources/dbf9b371-c64f-4b20-88ef-04c596ef0735.pdf | http://prodrep.mrsteam.com/DocumentResources/fb82c221-da8d-4d90-ae1e-66670ba7542f.pdf | NO | Oil | N/A | NO | N/A | NO | NO | YES | NO | NO | N/A | N/A | No Installation Needed | NO | 1; EA | NO | NO | NO | NO | PESTICIDE/AEROSOL: NO | CHEMICAL/SOLVENT: YES | Lead: No Mercury: No Silver: No Cadmium: No Chromium: No Barium: No Arsenic: No Selenium: No | PARCEL | 70 | N/A | N/A | N/A | N/A | N/A | N/A | N/A | N/A | N/A | N/A | N/A | N/A | YES | N/A | N/A | N/A | N/A | N/A | N/A | N/A | N/A | N/A | N/A | N/A | N/A | N/A | N/A | N/A | N/A | N/A | N/A | N/A | N/A | N/A | N/A | N/A | NO | NO | NO | 2017-06-24 | Mr. Steam Price Book 2017
103812 | OIL | Essential Oil | ACTIVE (ECOM) | Evergreen Essential Oil 10ml bottle for use with Steam Head and Towel Warmer wells | 767931900037 | 00767931900037 | N/A | Evergreen Essential Oil 10ml bottle for use with SteamHead and Towel Warmer wells | 35 | 24.5 | 2019-04-01 | Yes | 0.1 | 1 | 1 | 2.7 | 1 x 1 x 2.7 | 1 | 10 | 7 | 4 | 10 x 7 x 4 | Aromatherapy has been recognized for centuries as having potentially profound healing effects. Aromatherapy was mankind’s first medicine, a holistic practice of caring for the body using botanical oils. Essential oils can help awaken and stimulate, or relax and promote better sleep. The MrSteam Aromas are a unique collection of natural fragrances, available in 10 ml. bottles, that enrich the steam experience. Each aromatic oil offers a distinct fragrance with characteristic benefits. | Pure essential oils made from natural plant extracts | 10 ml bottles with integral dropper | For use with towel warmer and steam head wells | Available as a 5-pack, one of each fragrance | [6 empty] | N/A | N/A | N/A | N/A | NO | N/A | N/A | N/A | 0.34 FL. OZ | EVERGREEN | https://cdn.intelligencebank.com/us/share/B3R/KeX0/21y6/original/steam-logo-white.jpg | http://public2.intelligencebank.com/e2c56f829e1e5d82347c365bf31980f6/b71d1b4bd615ff5d74556250e471a575/103812.jpg | N/A | N/A | https://vimeo.com/58153234 | https://vimeo.com/58153232 | N/A | N/A | http://prodrep.mrsteam.com/DocumentResources/d1f0ef4a-aa86-4f9f-b8e4-ceba8ace31f3.pdf | N/A | N/A | N/A | N/A | UNITED STATES | N/A | 72 HOURS | N/A | http://prodrep.mrsteam.com/DocumentResources/dbf9b371-c64f-4b20-88ef-04c596ef0735.pdf | http://prodrep.mrsteam.com/DocumentResources/fb82c221-da8d-4d90-ae1e-66670ba7542f.pdf | NO | Oil | N/A | NO | N/A | NO | NO | YES | NO | NO | N/A | N/A | No Installation Needed | NO | 1; EA | NO | NO | NO | NO | PESTICIDE/AEROSOL: NO | CHEMICAL/SOLVENT: YES | Lead: No Mercury: No Silver: No Cadmium: No Chromium: No Barium: No Arsenic: No Selenium: No | PARCEL | 70 | N/A | N/A | N/A | N/A | N/A | N/A | N/A | N/A | N/A | N/A | N/A | N/A | YES | N/A | N/A | N/A | N/A | N/A | N/A | N/A | N/A | N/A | N/A | N/A | N/A | N/A | N/A | N/A | N/A | N/A | N/A | N/A | N/A | N/A | N/A | N/A | NO | NO | NO | 2017-06-24 | Mr. Steam Price Book 2017
103813 | OIL | Essential Oil | ACTIVE (ECOM) | Energizing Mint Essential Oil 10ml bottle for use with Steam Head and Towel Warmer wells | 767931900044 | 00767931900044 | N/A | Energizing Mint Essential Oil 10ml bottle for use with SteamHead and Towel Warmer wells | 35 | 24.5 | 2019-04-01 | Yes | 0.1 | 1 | 1 | 2.7 | 1 x 1 x 2.7 | 1 | 10 | 7 | 4 | 10 x 7 x 4 | Aromatherapy has been recognized for centuries as having potentially profound healing effects. Aromatherapy was mankind’s first medicine, a holistic practice of caring for the body using botanical oils. Essential oils can help awaken and stimulate, or relax and promote better sleep. The MrSteam Aromas are a unique collection of natural fragrances, available in 10 ml. bottles, that enrich the steam experience. Each aromatic oil offers a distinct fragrance with characteristic benefits. | Pure essential oils made from natural plant extracts | 10 ml bottles with integral dropper | For use with towel warmer and steam head wells | Available as a 5-pack, one of each fragrance | [6 empty] | N/A | N/A | N/A | N/A | NO | N/A | N/A | N/A | 0.34 FL. OZ | MINT | https://cdn.intelligencebank.com/us/share/B3R/KeX0/21y6/original/steam-logo-white.jpg | http://public2.intelligencebank.com/e2c56f829e1e5d82347c365bf31980f6/e7fc81d7add22ffd13c0f450a6ae5d68/103813.jpg | N/A | N/A | https://vimeo.com/58153234 | https://vimeo.com/58153232 | N/A | N/A | http://prodrep.mrsteam.com/DocumentResources/d1f0ef4a-aa86-4f9f-b8e4-ceba8ace31f3.pdf | N/A | N/A | N/A | N/A | UNITED STATES | N/A | 72 HOURS | N/A | http://prodrep.mrsteam.com/DocumentResources/dbf9b371-c64f-4b20-88ef-04c596ef0735.pdf | http://prodrep.mrsteam.com/DocumentResources/fb82c221-da8d-4d90-ae1e-66670ba7542f.pdf | NO | Oil | N/A | NO | N/A | NO | NO | YES | NO | NO | N/A | N/A | No Installation Needed | NO | 1; EA | NO | NO | NO | NO | PESTICIDE/AEROSOL: NO | CHEMICAL/SOLVENT: YES | Lead: No Mercury: No Silver: No Cadmium: No Chromium: No Barium: No Arsenic: No Selenium: No | PARCEL | 70 | N/A | N/A | N/A | N/A | N/A | N/A | N/A | N/A | N/A | N/A | N/A | N/A | YES | N/A | N/A | N/A | N/A | N/A | N/A | N/A | N/A | N/A | N/A | N/A | N/A | N/A | N/A | N/A | N/A | N/A | N/A | N/A | N/A | N/A | N/A | N/A | NO | NO | NO | 2017-06-24 | Mr. Steam Price Book 2017
103814 | OIL | Essential Oil | ACTIVE (ECOM) | Breathe Essential Oil 10ml bottle for use with Steam Head and Towel Warmer wells | 767931900051 | 00767931900051 | N/A | Breathe Essential Oil 10ml bottle for use with SteamHead and Towel Warmer wells | 35 | 24.5 | 2019-04-01 | Yes | 0.1 | 1 | 1 | 2.7 | 1 x 1 x 2.7 | 1 | 10 | 7 | 4 | 10 x 7 x 4 | Aromatherapy has been recognized for centuries as having potentially profound healing effects. Aromatherapy was mankind’s first medicine, a holistic practice of caring for the body using botanical oils. Essential oils can help awaken and stimulate, or relax and promote better sleep. The MrSteam Aromas are a unique collection of natural fragrances, available in 10 ml. bottles, that enrich the steam experience. Each aromatic oil offers a distinct fragrance with characteristic benefits. | Pure essential oils made from natural plant extracts | 10 ml bottles with integral dropper | For use with towel warmer and steam head wells | Available as a 5-pack, one of each fragrance | [6 empty] | N/A | N/A | N/A | N/A | NO | N/A | N/A | N/A | 0.34 FL. OZ | BREATHE | https://cdn.intelligencebank.com/us/share/B3R/KeX0/21y6/original/steam-logo-white.jpg | http://public2.intelligencebank.com/e2c56f829e1e5d82347c365bf31980f6/58b03ec80de69ca27baef9982cd93162/103814.jpg | N/A | N/A | https://vimeo.com/58153234 | https://vimeo.com/58153232 | N/A | N/A | http://prodrep.mrsteam.com/DocumentResources/d1f0ef4a-aa86-4f9f-b8e4-ceba8ace31f3.pdf | N/A | N/A | N/A | N/A | UNITED STATES | N/A | 72 HOURS | N/A | http://prodrep.mrsteam.com/DocumentResources/dbf9b371-c64f-4b20-88ef-04c596ef0735.pdf | http://prodrep.mrsteam.com/DocumentResources/fb82c221-da8d-4d90-ae1e-66670ba7542f.pdf | NO | Oil | N/A | NO | N/A | NO | NO | YES | NO | NO | N/A | N/A | No Installation Needed | NO | 1; EA | NO | NO | NO | NO | PESTICIDE/AEROSOL: NO | CHEMICAL/SOLVENT: YES | Lead: No Mercury: No Silver: No Cadmium: No Chromium: No Barium: No Arsenic: No Selenium: No | PARCEL | 70 | N/A | N/A | N/A | N/A | N/A | N/A | N/A | N/A | N/A | N/A | N/A | N/A | YES | N/A | N/A | N/A | N/A | N/A | N/A | N/A | N/A | N/A | N/A | N/A | N/A | N/A | N/A | N/A | N/A | N/A | N/A | N/A | N/A | N/A | N/A | N/A | NO | NO | NO | 2017-06-24 | Mr. Steam Price Book 2017
104006 | OIL | Chakra Oil | ACTIVE (ECOM) | Red Vitality Chakra Oil 10ml bottle for use with Steam Head and Towel Warmer wells | 767931160172 | 00767931160172 | N/A | Red Vitality Chakra Oil 10ml bottle for use with SteamHead and Towel Warmer wells | 40 | 28 | 2019-04-01 | Yes | 0.1 | 1 | 1 | 2.7 | 1 x 1 x 2.7 | 1 | 10 | 7 | 4 | 10 x 7 x 4 | MrSteam® introduces specially formulated essential oils extracted from organic flowers and plant material. The MrSteam Chakra blends may support the body's specific needs. Each MrSteam Chakra oil offers a unique fragrance with characteristic benefits. | Formulated to work in harmony with the ChromaSteam system's color settings | Made from organic plant and flower extracts | 10 ml bottles with integral dropper | For use with towel warmer and steam head wells | [6 empty] | N/A | N/A | N/A | N/A | NO | N/A | N/A | N/A | 0.34 FL. OZ | RED VITALITY | https://cdn.intelligencebank.com/us/share/B3R/KeX0/21y6/original/steam-logo-white.jpg | http://public2.intelligencebank.com/e2c56f829e1e5d82347c365bf31980f6/444ee032af9215bda33a510a8a8ab941/104006.jpg | N/A | N/A | https://vimeo.com/58153234 | https://vimeo.com/58153232 | N/A | N/A | http://prodrep.mrsteam.com/DocumentResources/d1f0ef4a-aa86-4f9f-b8e4-ceba8ace31f3.pdf | N/A | N/A | N/A | N/A | UNITED STATES | N/A | 72 HOURS | http://prodrep.mrsteam.com/DocumentResources/2c58532f-9174-4619-b251-eb39942a5c0c.pdf | http://prodrep.mrsteam.com/DocumentResources/dbf9b371-c64f-4b20-88ef-04c596ef0735.pdf | http://prodrep.mrsteam.com/DocumentResources/fb82c221-da8d-4d90-ae1e-66670ba7542f.pdf | NO | Oil | N/A | NO | N/A | NO | NO | YES | NO | NO | N/A | N/A | No Installation Needed | NO | 1; EA | NO | NO | NO | NO | PESTICIDE/AEROSOL: NO | CHEMICAL/SOLVENT: YES | Lead: No Mercury: No Silver: No Cadmium: No Chromium: No Barium: No Arsenic: No Selenium: No | PARCEL | 70 | N/A | N/A | N/A | N/A | N/A | N/A | N/A | N/A | N/A | N/A | N/A | N/A | YES | N/A | N/A | N/A | N/A | N/A | N/A | N/A | N/A | N/A | N/A | N/A | N/A | N/A | N/A | N/A | N/A | N/A | N/A | N/A | N/A | N/A | N/A | N/A | NO | NO | NO | 2017-06-24 | Mr. Steam Price Book 2017
104007 | OIL | Chakra Oil | ACTIVE (ECOM) | Invigorating Orange Chakra Oil 10ml bottle for use with Steam Head and Towel Warmer wells | 767931160189 | 00767931160189 | N/A | Invigorating Orange Chakra Oil 10ml bottle for use with SteamHead and Towel Warmer wells | 40 | 28 | 2019-04-01 | Yes | 0.1 | 1 | 1 | 2.7 | 1 x 1 x 2.7 | 1 | 10 | 7 | 4 | 10 x 7 x 4 | MrSteam® introduces specially formulated essential oils extracted from organic flowers and plant material. The MrSteam Chakra blends may support the body's specific needs. Each MrSteam Chakra oil offers a unique fragrance with characteristic benefits. | Formulated to work in harmony with the ChromaSteam system's color settings | Made from organic plant and flower extracts | 10 ml bottles with integral dropper | For use with towel warmer and steam head wells | [6 empty] | N/A | N/A | N/A | N/A | NO | N/A | N/A | N/A | 0.34 FL. OZ | INVIGORATING ORANGE | https://cdn.intelligencebank.com/us/share/B3R/KeX0/21y6/original/steam-logo-white.jpg | http://public2.intelligencebank.com/e2c56f829e1e5d82347c365bf31980f6/b8a326dbd009434f5fe60ba033a1c7c2/104007.jpg | N/A | N/A | https://vimeo.com/58153234 | https://vimeo.com/58153232 | N/A | N/A | http://prodrep.mrsteam.com/DocumentResources/d1f0ef4a-aa86-4f9f-b8e4-ceba8ace31f3.pdf | N/A | N/A | N/A | N/A | UNITED STATES | N/A | 72 HOURS | http://prodrep.mrsteam.com/DocumentResources/2c58532f-9174-4619-b251-eb39942a5c0c.pdf | http://prodrep.mrsteam.com/DocumentResources/dbf9b371-c64f-4b20-88ef-04c596ef0735.pdf | http://prodrep.mrsteam.com/DocumentResources/fb82c221-da8d-4d90-ae1e-66670ba7542f.pdf | NO | Oil | N/A | NO | N/A | NO | NO | YES | NO | NO | N/A | N/A | No Installation Needed | NO | 1; EA | NO | NO | NO | NO | PESTICIDE/AEROSOL: NO | CHEMICAL/SOLVENT: YES | Lead: No Mercury: No Silver: No Cadmium: No Chromium: No Barium: No Arsenic: No Selenium: No | PARCEL | 70 | N/A | N/A | N/A | N/A | N/A | N/A | N/A | N/A | N/A | N/A | N/A | N/A | YES | N/A | N/A | N/A | N/A | N/A | N/A | N/A | N/A | N/A | N/A | N/A | N/A | N/A | N/A | N/A | N/A | N/A | N/A | N/A | N/A | N/A | N/A | N/A | NO | NO | NO | 2017-06-24 | Mr. Steam Price Book 2017
104008 | OIL | Chakra Oil | ACTIVE (ECOM) | Yellow Awakening Chakra Oil 10ml bottle for use with Steam Head and Towel Warmer wells | 767931160196 | 00767931160196 | N/A | Yellow Awakening Chakra Oil 10ml bottle for use with SteamHead and Towel Warmer wells | 40 | 28 | 2019-04-01 | Yes | 0.1 | 1 | 1 | 2.7 | 1 x 1 x 2.7 | 1 | 10 | 7 | 4 | 10 x 7 x 4 | MrSteam® introduces specially formulated essential oils extracted from organic flowers and plant material. The MrSteam Chakra blends may support the body's specific needs. Each MrSteam Chakra oil offers a unique fragrance with characteristic benefits. | Formulated to work in harmony with the ChromaSteam system's color settings | Made from organic plant and flower extracts | 10 ml bottles with integral dropper | For use with towel warmer and steam head wells | [6 empty] | N/A | N/A | N/A | N/A | NO | N/A | N/A | N/A | 0.34 FL. OZ | YELLOW AWAKENING | https://cdn.intelligencebank.com/us/share/B3R/KeX0/21y6/original/steam-logo-white.jpg | http://public2.intelligencebank.com/e2c56f829e1e5d82347c365bf31980f6/da5f797506ac9d8b0c33211833b45cb8/104008.jpg | N/A | N/A | https://vimeo.com/58153234 | https://vimeo.com/58153232 | N/A | N/A | http://prodrep.mrsteam.com/DocumentResources/d1f0ef4a-aa86-4f9f-b8e4-ceba8ace31f3.pdf | N/A | N/A | N/A | N/A | UNITED STATES | N/A | 72 HOURS | http://prodrep.mrsteam.com/DocumentResources/2c58532f-9174-4619-b251-eb39942a5c0c.pdf | http://prodrep.mrsteam.com/DocumentResources/dbf9b371-c64f-4b20-88ef-04c596ef0735.pdf | http://prodrep.mrsteam.com/DocumentResources/fb82c221-da8d-4d90-ae1e-66670ba7542f.pdf | NO | Oil | N/A | NO | N/A | NO | NO | YES | NO | NO | N/A | N/A | No Installation Needed | NO | 1; EA | NO | NO | NO | NO | PESTICIDE/AEROSOL: NO | CHEMICAL/SOLVENT: YES | Lead: No Mercury: No Silver: No Cadmium: No Chromium: No Barium: No Arsenic: No Selenium: No | PARCEL | 70 | N/A | N/A | N/A | N/A | N/A | N/A | N/A | N/A | N/A | N/A | N/A | N/A | YES | N/A | N/A | N/A | N/A | N/A | N/A | N/A | N/A | N/A | N/A | N/A | N/A | N/A | N/A | N/A | N/A | N/A | N/A | N/A | N/A | N/A | N/A | N/A | NO | NO | NO | 2017-06-24 | Mr. Steam Price Book 2017
104009 | OIL | Chakra Oil | ACTIVE (ECOM) | Green Harmony Chakra Oil 10ml bottle for use with Steam Head and Towel Warmer wells | 767931160202 | 00767931160202 | N/A | Green Harmony Chakra Oil 10ml bottle for use with SteamHead and Towel Warmer wells | 40 | 28 | 2019-04-01 | Yes | 0.1 | 1 | 1 | 2.7 | 1 x 1 x 2.7 | 1 | 10 | 7 | 4 | 10 x 7 x 4 | MrSteam® introduces specially formulated essential oils extracted from organic flowers and plant material. The MrSteam Chakra blends may support the body's specific needs. Each MrSteam Chakra oil offers a unique fragrance with characteristic benefits. | Formulated to work in harmony with the ChromaSteam system's color settings | Made from organic plant and flower extracts | 10 ml bottles with integral dropper | For use with towel warmer and steam head wells | [6 empty] | N/A | N/A | N/A | N/A | NO | N/A | N/A | N/A | 0.34 FL. OZ | GREEN HARMONY | https://cdn.intelligencebank.com/us/share/B3R/KeX0/21y6/original/steam-logo-white.jpg | http://public2.intelligencebank.com/e2c56f829e1e5d82347c365bf31980f6/76987f406799780a88a392e66ac32af1/104009.jpg | N/A | N/A | https://vimeo.com/58153234 | https://vimeo.com/58153232 | N/A | N/A | http://prodrep.mrsteam.com/DocumentResources/d1f0ef4a-aa86-4f9f-b8e4-ceba8ace31f3.pdf | N/A | N/A | N/A | N/A | UNITED STATES | N/A | 72 HOURS | http://prodrep.mrsteam.com/DocumentResources/2c58532f-9174-4619-b251-eb39942a5c0c.pdf | http://prodrep.mrsteam.com/DocumentResources/dbf9b371-c64f-4b20-88ef-04c596ef0735.pdf | http://prodrep.mrsteam.com/DocumentResources/fb82c221-da8d-4d90-ae1e-66670ba7542f.pdf | NO | Oil | N/A | NO | N/A | NO | NO | YES | NO | NO | N/A | N/A | No Installation Needed | NO | 1; EA | NO | NO | NO | NO | PESTICIDE/AEROSOL: NO | CHEMICAL/SOLVENT: YES | Lead: No Mercury: No Silver: No Cadmium: No Chromium: No Barium: No Arsenic: No Selenium: No | PARCEL | 70 | N/A | N/A | N/A | N/A | N/A | N/A | N/A | N/A | N/A | N/A | N/A | N/A | YES | N/A | N/A | N/A | N/A | N/A | N/A | N/A | N/A | N/A | N/A | N/A | N/A | N/A | N/A | N/A | N/A | N/A | N/A | N/A | N/A | N/A | N/A | N/A | NO | NO | NO | 2017-06-24 | Mr. Steam Price Book 2017
104010 | OIL | Chakra Oil | ACTIVE (ECOM) | Celestial Blue Chakra Oil 10ml bottle for use with Steam Head and Towel Warmer wells | 767931160219 | 00767931160219 | N/A | Celestial Blue Chakra Oil 10ml bottle for use with SteamHead and Towel Warmer wells | 40 | 28 | 2019-04-01 | Yes | 0.1 | 1 | 1 | 2.7 | 1 x 1 x 2.7 | 1 | 10 | 7 | 4 | 10 x 7 x 4 | MrSteam® introduces specially formulated essential oils extracted from organic flowers and plant material. The MrSteam Chakra blends may support the body's specific needs. Each MrSteam Chakra oil offers a unique fragrance with characteristic benefits. | Formulated to work in harmony with the ChromaSteam system's color settings | Made from organic plant and flower extracts | 10 ml bottles with integral dropper | For use with towel warmer and steam head wells | [6 empty] | N/A | N/A | N/A | N/A | NO | N/A | N/A | N/A | 0.34 FL. OZ | CELESTIAL BLUE | https://cdn.intelligencebank.com/us/share/B3R/KeX0/21y6/original/steam-logo-white.jpg | http://public2.intelligencebank.com/e2c56f829e1e5d82347c365bf31980f6/112399d9327d4e7f115a713397be5705/104010.jpg | N/A | N/A | https://vimeo.com/58153234 | https://vimeo.com/58153232 | N/A | N/A | http://prodrep.mrsteam.com/DocumentResources/d1f0ef4a-aa86-4f9f-b8e4-ceba8ace31f3.pdf | N/A | N/A | N/A | N/A | UNITED STATES | N/A | 72 HOURS | http://prodrep.mrsteam.com/DocumentResources/2c58532f-9174-4619-b251-eb39942a5c0c.pdf | http://prodrep.mrsteam.com/DocumentResources/dbf9b371-c64f-4b20-88ef-04c596ef0735.pdf | http://prodrep.mrsteam.com/DocumentResources/fb82c221-da8d-4d90-ae1e-66670ba7542f.pdf | NO | Oil | N/A | NO | N/A | NO | NO | YES | NO | NO | N/A | N/A | No Installation Needed | NO | 1; EA | NO | NO | NO | NO | PESTICIDE/AEROSOL: NO | CHEMICAL/SOLVENT: YES | Lead: No Mercury: No Silver: No Cadmium: No Chromium: No Barium: No Arsenic: No Selenium: No | PARCEL | 70 | N/A | N/A | N/A | N/A | N/A | N/A | N/A | N/A | N/A | N/A | N/A | N/A | YES | N/A | N/A | N/A | N/A | N/A | N/A | N/A | N/A | N/A | N/A | N/A | N/A | N/A | N/A | N/A | N/A | N/A | N/A | N/A | N/A | N/A | N/A | N/A | NO | NO | NO | 2017-06-24 | Mr. Steam Price Book 2017
104011 | OIL | Chakra Oil | ACTIVE (ECOM) | Mystic Blue Chakra Oil 10ml bottle for use with Steam Head and Towel Warmer wells | 767931160226 | 00767931160226 | N/A | Mystic Blue Chakra Oil 10ml bottle for use with SteamHead and Towel Warmer wells | 40 | 28 | 2019-04-01 | Yes | 0.1 | 1 | 1 | 2.7 | 1 x 1 x 2.7 | 1 | 10 | 7 | 4 | 10 x 7 x 4 | MrSteam® introduces specially formulated essential oils extracted from organic flowers and plant material. The MrSteam Chakra blends may support the body's specific needs. Each MrSteam Chakra oil offers a unique fragrance with characteristic benefits. | Formulated to work in harmony with the ChromaSteam system's color settings | Made from organic plant and flower extracts | 10 ml bottles with integral dropper | For use with towel warmer and steam head wells | [6 empty] | N/A | N/A | N/A | N/A | NO | N/A | N/A | N/A | 0.34 FL. OZ | MYSTIC INDIGO | https://cdn.intelligencebank.com/us/share/B3R/KeX0/21y6/original/steam-logo-white.jpg | http://public2.intelligencebank.com/e2c56f829e1e5d82347c365bf31980f6/141c2eff93a2304a44b161d3982ca771/104011.jpg | N/A | N/A | https://vimeo.com/58153234 | https://vimeo.com/58153232 | N/A | N/A | http://prodrep.mrsteam.com/DocumentResources/d1f0ef4a-aa86-4f9f-b8e4-ceba8ace31f3.pdf | N/A | N/A | N/A | N/A | UNITED STATES | N/A | 72 HOURS | http://prodrep.mrsteam.com/DocumentResources/2c58532f-9174-4619-b251-eb39942a5c0c.pdf | http://prodrep.mrsteam.com/DocumentResources/dbf9b371-c64f-4b20-88ef-04c596ef0735.pdf | http://prodrep.mrsteam.com/DocumentResources/fb82c221-da8d-4d90-ae1e-66670ba7542f.pdf | NO | Oil | N/A | NO | N/A | NO | NO | YES | NO | NO | N/A | N/A | No Installation Needed | NO | 1; EA | NO | NO | NO | NO | PESTICIDE/AEROSOL: NO | CHEMICAL/SOLVENT: YES | Lead: No Mercury: No Silver: No Cadmium: No Chromium: No Barium: No Arsenic: No Selenium: No | PARCEL | 70 | N/A | N/A | N/A | N/A | N/A | N/A | N/A | N/A | N/A | N/A | N/A | N/A | YES | N/A | N/A | N/A | N/A | N/A | N/A | N/A | N/A | N/A | N/A | N/A | N/A | N/A | N/A | N/A | N/A | N/A | N/A | N/A | N/A | N/A | N/A | N/A | NO | NO | NO | 2017-06-24 | Mr. Steam Price Book 2017
104012 | OIL | Chakra Oil | ACTIVE (ECOM) | Violet Nirvana Chakra Oil 10ml bottle for use with Steam Head and Towel Warmer wells | 767931160233 | 00767931160233 | N/A | Violet Nirvana Chakra Oil 10ml bottle for use with SteamHead and Towel Warmer wells | 40 | 28 | 2019-04-01 | Yes | 0.1 | 1 | 1 | 2.7 | 1 x 1 x 2.7 | 1 | 10 | 7 | 4 | 10 x 7 x 4 | MrSteam® introduces specially formulated essential oils extracted from organic flowers and plant material. The MrSteam Chakra blends may support the body's specific needs. Each MrSteam Chakra oil offers a unique fragrance with characteristic benefits. | Formulated to work in harmony with the ChromaSteam system's color settings | Made from organic plant and flower extracts | 10 ml bottles with integral dropper | For use with towel warmer and steam head wells | [6 empty] | N/A | N/A | N/A | N/A | NO | N/A | N/A | N/A | 0.34 FL. OZ | VIOLET NIRVANA | https://cdn.intelligencebank.com/us/share/B3R/KeX0/21y6/original/steam-logo-white.jpg | http://public2.intelligencebank.com/e2c56f829e1e5d82347c365bf31980f6/d3a5cc3a3c87f237e8caa3e2a0e03e9a/104012.jpg | N/A | N/A | https://vimeo.com/58153234 | https://vimeo.com/58153232 | N/A | N/A | http://prodrep.mrsteam.com/DocumentResources/d1f0ef4a-aa86-4f9f-b8e4-ceba8ace31f3.pdf | N/A | N/A | N/A | N/A | UNITED STATES | N/A | 72 HOURS | http://prodrep.mrsteam.com/DocumentResources/2c58532f-9174-4619-b251-eb39942a5c0c.pdf | http://prodrep.mrsteam.com/DocumentResources/dbf9b371-c64f-4b20-88ef-04c596ef0735.pdf | http://prodrep.mrsteam.com/DocumentResources/fb82c221-da8d-4d90-ae1e-66670ba7542f.pdf | NO | Oil | N/A | NO | N/A | NO | NO | YES | NO | NO | N/A | N/A | No Installation Needed | NO | 1; EA | NO | NO | NO | NO | PESTICIDE/AEROSOL: NO | CHEMICAL/SOLVENT: YES | Lead: No Mercury: No Silver: No Cadmium: No Chromium: No Barium: No Arsenic: No Selenium: No | PARCEL | 70 | N/A | N/A | N/A | N/A | N/A | N/A | N/A | N/A | N/A | N/A | N/A | N/A | YES | N/A | N/A | N/A | N/A | N/A | N/A | N/A | N/A | N/A | N/A | N/A | N/A | N/A | N/A | N/A | N/A | N/A | N/A | N/A | N/A | N/A | N/A | N/A | NO | NO | NO | 2017-06-24 | Mr. Steam Price Book 2017
MS CHAKRA7 | OIL | Chakra Oil | ACTIVE (ECOM) | Chakra 7 10ml bottle Oil Pack for use with Steam Head and Towel Warmer wells | 767931160240 | 00767931160240 | N/A | Chakra 7 x 10ml bottle Oil Pack for use with SteamHead and Towel Warmer wells | 210 | 147 | 2019-04-01 | Yes | 0.7 | 3.5 | 3 | 3.5 | 3.5 x 3 x 3.5 | 3 | 10 | 7 | 4 | 10 x 7 x 4 | MrSteam® introduces specially formulated essential oils extracted from organic flowers and plant material. The MrSteam Chakra blends may support the body's specific needs. Each MrSteam Chakra oil offers a unique fragrance with characteristic benefits. | Formulated to work in harmony with the ChromaSteam system's color settings | Made from organic plant and flower extracts | 10 ml bottles with integral dropper | For use with towel warmer and steam head wells | Improves breathing opens up nasal passages related to symptoms of allergies and viruses | [5 empty] | N/A | N/A | N/A | N/A | NO | N/A | N/A | N/A | 0.34 FL. OZ | CHAKRA PACKAGE | https://cdn.intelligencebank.com/us/share/B3R/KeX0/21y6/original/steam-logo-white.jpg | http://public2.intelligencebank.com/e2c56f829e1e5d82347c365bf31980f6/c8d348752e722599bf5abe25aef5c0cb/MSCHAKRA7.jpg | N/A | N/A | https://vimeo.com/58153234 | https://vimeo.com/58153232 | N/A | N/A | http://prodrep.mrsteam.com/DocumentResources/d1f0ef4a-aa86-4f9f-b8e4-ceba8ace31f3.pdf | N/A | N/A | N/A | N/A | UNITED STATES | N/A | 72 HOURS | http://prodrep.mrsteam.com/DocumentResources/2c58532f-9174-4619-b251-eb39942a5c0c.pdf | http://prodrep.mrsteam.com/DocumentResources/dbf9b371-c64f-4b20-88ef-04c596ef0735.pdf | http://prodrep.mrsteam.com/DocumentResources/fb82c221-da8d-4d90-ae1e-66670ba7542f.pdf | NO | Oil | N/A | NO | N/A | NO | NO | YES | NO | NO | N/A | N/A | No Installation Needed | NO | 1; EA | NO | NO | NO | NO | PESTICIDE/AEROSOL: NO | CHEMICAL/SOLVENT: YES | Lead: No Mercury: No Silver: No Cadmium: No Chromium: No Barium: No Arsenic: No Selenium: No | PARCEL | 70 | N/A | N/A | N/A | N/A | N/A | N/A | N/A | N/A | N/A | N/A | N/A | N/A | YES | N/A | N/A | N/A | N/A | N/A | N/A | N/A | N/A | N/A | N/A | N/A | N/A | N/A | N/A | N/A | N/A | N/A | N/A | N/A | N/A | N/A | N/A | N/A | NO | NO | NO | 2017-06-24 | Mr. Steam Price Book 2017
MS ESSENTIAL 5 | OIL | Essential Oil | ACTIVE (ECOM) | Essential 5 10ml bottle Oil Pack for use with Steam Head and Towel Warmer wells | 767931111211 | 00767931111211 | N/A | Essential 5 x 10ml bottle Oil Pack for use with SteamHead and Towel Warmer wells | 160 | 112 | 2019-04-01 | Yes | 0.5 | 3.5 | 3 | 3.5 | 3.5 x 3 x 3.5 | 3 | 10 | 7 | 4 | 10 x 7 x 4 | Aromatherapy has been recognized for centuries as having potentially profound healing effects. Aromatherapy was mankind’s first medicine, a holistic practice of caring for the body using botanical oils. Essential oils can help awaken and stimulate, or relax and promote better sleep. The MrSteam Aromas are a unique collection of natural fragrances, available in 10 ml. bottles, that enrich the steam experience. Each aromatic oil offers a distinct fragrance with characteristic benefits. | Pure essential oils made from natural plant extracts | 10 ml bottles with integral dropper | For use with towel warmer and steam head wells | 5-pack, one of each fragrance | [6 empty] | N/A | N/A | N/A | N/A | NO | N/A | N/A | N/A | 0.34 FL. OZ | ESSENTIAL PACKAGE | https://cdn.intelligencebank.com/us/share/B3R/KeX0/21y6/original/steam-logo-white.jpg | http://public2.intelligencebank.com/e2c56f829e1e5d82347c365bf31980f6/8b0331ff38ad332eb238184591dbb1bc/MSESSENTIAL5.jpg | N/A | N/A | https://vimeo.com/58153234 | https://vimeo.com/58153232 | N/A | N/A | http://prodrep.mrsteam.com/DocumentResources/d1f0ef4a-aa86-4f9f-b8e4-ceba8ace31f3.pdf | N/A | N/A | N/A | N/A | UNITED STATES | N/A | 72 HOURS | N/A | http://prodrep.mrsteam.com/DocumentResources/dbf9b371-c64f-4b20-88ef-04c596ef0735.pdf | http://prodrep.mrsteam.com/DocumentResources/fb82c221-da8d-4d90-ae1e-66670ba7542f.pdf | NO | Oil | N/A | NO | N/A | NO | NO | YES | NO | NO | N/A | N/A | No Installation Needed | NO | 1; EA | NO | NO | NO | NO | PESTICIDE/AEROSOL: NO | CHEMICAL/SOLVENT: YES | Lead: No Mercury: No Silver: No Cadmium: No Chromium: No Barium: No Arsenic: No Selenium: No | PARCEL | 70 | N/A | N/A | N/A | N/A | N/A | N/A | N/A | N/A | N/A | N/A | N/A | N/A | YES | N/A | N/A | N/A | N/A | N/A | N/A | N/A | N/A | N/A | N/A | N/A | N/A | N/A | N/A | N/A | N/A | N/A | N/A | N/A | N/A | N/A | N/A | N/A | NO | NO | NO | 2017-06-24 | Mr. Steam Price Book 2017
MS-OIL1 | OIL | Essential Oil | ACTIVE (ECOM) | Eucalyptus Aromasteam Oil one liter 33oz bottle for use with AromaSteam pump | 767931110795 | 00767931110795 | N/A | AromaSteam Oils, 1L. (33 oz.) for AromaSteam System only. EUCALYPTUS | 130 | 91 | 2019-04-01 | Yes | 2.1 | 9.5 | 3.5 | 2.5 | 9.5 x 3.5 x 2.5 | 4 | 10 | 7 | 4 | 10 x 7 x 4 | Aromatherapy has been recognized for centuries as having potentially profound healing effects. Aromatherapy was mankind’s first medicine, a holistic practice of caring for the body using botanical oils. Essential oils can help awaken and stimulate, or relax and promote better sleep. The MrSteam Aromas are a unique collection of natural fragrances, available in 1-liter bottles, that enrich the steam experience. Each aromatic oil offers a distinct fragrance with characteristic benefits. | Infuse your steam with AromaSteam bottles | Specially formulated & packaged for use with the AromaSteam system | 1 liter bottle | Approximate 120 20-minute steam sessions | [6 empty] | N/A | N/A | N/A | N/A | NO | N/A | All eSeries Generators | N/A | 34 FL. OZ | EUCALYPTUS | https://cdn.intelligencebank.com/us/share/B3R/KeX0/21y6/original/steam-logo-white.jpg | http://public2.intelligencebank.com/e2c56f829e1e5d82347c365bf31980f6/39e095d0701f1278e450f73513b4457a/MS-OIL1.jpg | N/A | N/A | https://vimeo.com/58153234 | https://vimeo.com/58153232 | N/A | N/A | http://prodrep.mrsteam.com/DocumentResources/d1f0ef4a-aa86-4f9f-b8e4-ceba8ace31f3.pdf | N/A | N/A | 1454253 | N/A | UNITED STATES | N/A | 72 HOURS | N/A | http://prodrep.mrsteam.com/DocumentResources/805b5799-a245-41fb-98e3-44230f966852.pdf | http://prodrep.mrsteam.com/DocumentResources/fb82c221-da8d-4d90-ae1e-66670ba7542f.pdf | NO | Oil | N/A | NO | N/A | NO | NO | YES | NO | NO | N/A | N/A | No Installation Needed | NO | 1; EA | NO | NO | NO | NO | PESTICIDE/AEROSOL: NO | CHEMICAL/SOLVENT: YES | Lead: No Mercury: No Silver: No Cadmium: No Chromium: No Barium: No Arsenic: No Selenium: No | PARCEL | 70 | N/A | N/A | N/A | N/A | N/A | N/A | N/A | N/A | N/A | N/A | N/A | N/A | YES | N/A | N/A | N/A | N/A | N/A | N/A | N/A | N/A | N/A | N/A | N/A | N/A | N/A | N/A | N/A | N/A | N/A | N/A | N/A | N/A | N/A | N/A | N/A | NO | NO | NO | 2017-06-24 | Mr. Steam Price Book 2017
MS-OIL2 | OIL | Essential Oil | ACTIVE (ECOM) | Lanvender Aromasteam Oil one liter 33oz bottle for use with AromaSteam pump | 767931110801 | 00767931110801 | N/A | AromaSteam Oils, 1L. (33 oz.) for AromaSteam System only. LAVENDER | 130 | 91 | 2019-04-01 | Yes | 2.1 | 9.5 | 3.5 | 2.5 | 9.5 x 3.5 x 2.5 | 4 | 10 | 7 | 4 | 10 x 7 x 4 | Aromatherapy has been recognized for centuries as having potentially profound healing effects. Aromatherapy was mankind’s first medicine, a holistic practice of caring for the body using botanical oils. Essential oils can help awaken and stimulate, or relax and promote better sleep. The MrSteam Aromas are a unique collection of natural fragrances, available in 1-liter bottles, that enrich the steam experience. Each aromatic oil offers a distinct fragrance with characteristic benefits. | Infuse your steam with AromaSteam bottles | Specially formulated & packaged for use with the AromaSteam system | 1 liter bottle | Approximate 120 20-minute steam sessions | [6 empty] | N/A | N/A | N/A | N/A | NO | N/A | All eSeries Generators | N/A | 34 FL. OZ | LAVENDER | https://cdn.intelligencebank.com/us/share/B3R/KeX0/21y6/original/steam-logo-white.jpg | http://public2.intelligencebank.com/e2c56f829e1e5d82347c365bf31980f6/e689c853e8d7eb63042e6037c5d2ec0f/MS-OIL2.jpg | N/A | N/A | https://vimeo.com/58153234 | https://vimeo.com/58153232 | N/A | N/A | http://prodrep.mrsteam.com/DocumentResources/d1f0ef4a-aa86-4f9f-b8e4-ceba8ace31f3.pdf | N/A | N/A | 1454253 | N/A | UNITED STATES | N/A | 72 HOURS | N/A | http://prodrep.mrsteam.com/DocumentResources/805b5799-a245-41fb-98e3-44230f966852.pdf | http://prodrep.mrsteam.com/DocumentResources/fb82c221-da8d-4d90-ae1e-66670ba7542f.pdf | NO | Oil | N/A | NO | N/A | NO | NO | YES | NO | NO | N/A | N/A | No Installation Needed | NO | 1; EA | NO | NO | NO | NO | PESTICIDE/AEROSOL: NO | CHEMICAL/SOLVENT: YES | Lead: No Mercury: No Silver: No Cadmium: No Chromium: No Barium: No Arsenic: No Selenium: No | PARCEL | 70 | N/A | N/A | N/A | N/A | N/A | N/A | N/A | N/A | N/A | N/A | N/A | N/A | YES | N/A | N/A | N/A | N/A | N/A | N/A | N/A | N/A | N/A | N/A | N/A | N/A | N/A | N/A | N/A | N/A | N/A | N/A | N/A | N/A | N/A | N/A | N/A | NO | NO | NO | 2017-06-24 | Mr. Steam Price Book 2017
MS-OIL3 | OIL | Essential Oil | ACTIVE (ECOM) | Evergreen Aromasteam Oil one liter 33oz bottle for use with AromaSteam pump | 767931110818 | 00767931110818 | N/A | AromaSteam Oils, 1L. (33 oz.) for AromaSteam System only. EVERGREEN | 130 | 91 | 2019-04-01 | Yes | 2.1 | 9.5 | 3.5 | 2.5 | 9.5 x 3.5 x 2.5 | 4 | 10 | 7 | 4 | 10 x 7 x 4 | Aromatherapy has been recognized for centuries as having potentially profound healing effects. Aromatherapy was mankind’s first medicine, a holistic practice of caring for the body using botanical oils. Essential oils can help awaken and stimulate, or relax and promote better sleep. The MrSteam Aromas are a unique collection of natural fragrances, available in 1-liter bottles, that enrich the steam experience. Each aromatic oil offers a distinct fragrance with characteristic benefits. | Infuse your steam with AromaSteam bottles | Specially formulated & packaged for use with the AromaSteam system | 1 liter bottle | Approximate 120 20-minute steam sessions | [6 empty] | N/A | N/A | N/A | N/A | NO | N/A | All eSeries Generators | N/A | 34 FL. OZ | EVERGREEN | https://cdn.intelligencebank.com/us/share/B3R/KeX0/21y6/original/steam-logo-white.jpg | http://public2.intelligencebank.com/e2c56f829e1e5d82347c365bf31980f6/39e095d0701f1278e450f73513b4457a/MS-OIL1.jpg | N/A | N/A | https://vimeo.com/58153234 | https://vimeo.com/58153232 | N/A | N/A | http://prodrep.mrsteam.com/DocumentResources/d1f0ef4a-aa86-4f9f-b8e4-ceba8ace31f3.pdf | N/A | N/A | 1454253 | N/A | UNITED STATES | N/A | 72 HOURS | N/A | http://prodrep.mrsteam.com/DocumentResources/805b5799-a245-41fb-98e3-44230f966852.pdf | http://prodrep.mrsteam.com/DocumentResources/fb82c221-da8d-4d90-ae1e-66670ba7542f.pdf | NO | Oil | N/A | NO | N/A | NO | NO | YES | NO | NO | N/A | N/A | No Installation Needed | NO | 1; EA | NO | NO | NO | NO | PESTICIDE/AEROSOL: NO | CHEMICAL/SOLVENT: YES | Lead: No Mercury: No Silver: No Cadmium: No Chromium: No Barium: No Arsenic: No Selenium: No | PARCEL | 70 | N/A | N/A | N/A | N/A | N/A | N/A | N/A | N/A | N/A | N/A | N/A | N/A | YES | N/A | N/A | N/A | N/A | N/A | N/A | N/A | N/A | N/A | N/A | N/A | N/A | N/A | N/A | N/A | N/A | N/A | N/A | N/A | N/A | N/A | N/A | N/A | NO | NO | NO | 2017-06-24 | Mr. Steam Price Book 2017
MS-OIL4 | OIL | Essential Oil | ACTIVE (ECOM) | Energizing Mint Aromasteam Oil one liter 33oz bottle for use with AromaSteam pump | 767931110825 | 00767931110825 | N/A | AromaSteam Oils, 1L. (33 oz.) for AromaSteam System only. ENERGIZING MINT | 130 | 91 | 2019-04-01 | Yes | 2.1 | 9.5 | 3.5 | 2.5 | 9.5 x 3.5 x 2.5 | 4 | 10 | 7 | 4 | 10 x 7 x 4 | Aromatherapy has been recognized for centuries as having potentially profound healing effects. Aromatherapy was mankind’s first medicine, a holistic practice of caring for the body using botanical oils. Essential oils can help awaken and stimulate, or relax and promote better sleep. The MrSteam Aromas are a unique collection of natural fragrances, available in 1-liter bottles, that enrich the steam experience. Each aromatic oil offers a distinct fragrance with characteristic benefits. | Infuse your steam with AromaSteam bottles | Specially formulated & packaged for use with the AromaSteam system | 1 liter bottle | Approximate 120 20-minute steam sessions | [6 empty] | N/A | N/A | N/A | N/A | NO | N/A | All eSeries Generators | N/A | 34 FL. OZ | MINT | https://cdn.intelligencebank.com/us/share/B3R/KeX0/21y6/original/steam-logo-white.jpg | http://public2.intelligencebank.com/e2c56f829e1e5d82347c365bf31980f6/39e095d0701f1278e450f73513b4457a/MS-OIL1.jpg | N/A | N/A | https://vimeo.com/58153234 | https://vimeo.com/58153232 | N/A | N/A | http://prodrep.mrsteam.com/DocumentResources/d1f0ef4a-aa86-4f9f-b8e4-ceba8ace31f3.pdf | N/A | N/A | 1454253 | N/A | UNITED STATES | N/A | 72 HOURS | N/A | http://prodrep.mrsteam.com/DocumentResources/805b5799-a245-41fb-98e3-44230f966852.pdf | http://prodrep.mrsteam.com/DocumentResources/fb82c221-da8d-4d90-ae1e-66670ba7542f.pdf | NO | Oil | N/A | NO | N/A | NO | NO | YES | NO | NO | N/A | N/A | No Installation Needed | NO | 1; EA | NO | NO | NO | NO | PESTICIDE/AEROSOL: NO | CHEMICAL/SOLVENT: YES | Lead: No Mercury: No Silver: No Cadmium: No Chromium: No Barium: No Arsenic: No Selenium: No | PARCEL | 70 | N/A | N/A | N/A | N/A | N/A | N/A | N/A | N/A | N/A | N/A | N/A | N/A | YES | N/A | N/A | N/A | N/A | N/A | N/A | N/A | N/A | N/A | N/A | N/A | N/A | N/A | N/A | N/A | N/A | N/A | N/A | N/A | N/A | N/A | N/A | N/A | NO | NO | NO | 2017-06-24 | Mr. Steam Price Book 2017
MS-OIL5 | OIL | Essential Oil | ACTIVE (ECOM) | Breathe Aromasteam Oil one liter 33oz bottle for use with AromaSteam pump | 767931110832 | 00767931110832 | N/A | AromaSteam Oils, 1L. (33 oz.) for AromaSteam System only. BREATHE | 130 | 91 | 2019-04-01 | Yes | 2.1 | 9.5 | 3.5 | 2.5 | 9.5 x 3.5 x 2.5 | 4 | 10 | 7 | 4 | 10 x 7 x 4 | Aromatherapy has been recognized for centuries as having potentially profound healing effects. Aromatherapy was mankind’s first medicine, a holistic practice of caring for the body using botanical oils. Essential oils can help awaken and stimulate, or relax and promote better sleep. The MrSteam Aromas are a unique collection of natural fragrances, available in 1-liter bottles, that enrich the steam experience. Each aromatic oil offers a distinct fragrance with characteristic benefits. | Infuse your steam with AromaSteam bottles | Specially formulated & packaged for use with the AromaSteam system | 1 liter bottle | Approximate 120 20-minute steam sessions | [6 empty] | N/A | N/A | N/A | N/A | NO | N/A | All eSeries Generators | N/A | 34 FL. OZ | BREATHE | https://cdn.intelligencebank.com/us/share/B3R/KeX0/21y6/original/steam-logo-white.jpg | http://public2.intelligencebank.com/e2c56f829e1e5d82347c365bf31980f6/39e095d0701f1278e450f73513b4457a/MS-OIL1.jpg | N/A | N/A | https://vimeo.com/58153234 | https://vimeo.com/58153232 | N/A | N/A | http://prodrep.mrsteam.com/DocumentResources/d1f0ef4a-aa86-4f9f-b8e4-ceba8ace31f3.pdf | N/A | N/A | 1454253 | N/A | UNITED STATES | N/A | 72 HOURS | N/A | http://prodrep.mrsteam.com/DocumentResources/805b5799-a245-41fb-98e3-44230f966852.pdf | http://prodrep.mrsteam.com/DocumentResources/fb82c221-da8d-4d90-ae1e-66670ba7542f.pdf | NO | Oil | N/A | NO | N/A | NO | NO | YES | NO | NO | N/A | N/A | No Installation Needed | NO | 1; EA | NO | NO | NO | NO | PESTICIDE/AEROSOL: NO | CHEMICAL/SOLVENT: YES | Lead: No Mercury: No Silver: No Cadmium: No Chromium: No Barium: No Arsenic: No Selenium: No | PARCEL | 70 | N/A | N/A | N/A | N/A | N/A | N/A | N/A | N/A | N/A | N/A | N/A | N/A | YES | N/A | N/A | N/A | N/A | N/A | N/A | N/A | N/A | N/A | N/A | N/A | N/A | N/A | N/A | N/A | N/A | N/A | N/A | N/A | N/A | N/A | N/A | N/A | NO | NO | NO | 2017-06-24 | Mr. Steam Price Book 2017